North Carolina | Facility Direct Sales are electricity sales from non utility power producers which reported electricity sales to an ultimate customer. Net Interstate Trade = Total Supply - (Total Electric Industry Sales + Direct Use + Total International Exports (if applies) + Estimated Losses). Net Trade Index is the sum of Total Supply / (Total Disposition - Net Interstate Trade). A negative Net Interstate Trade value indicates a net import of electric power. Notes: Totals may not equal sum of components because of independent rounding. Estimated Losses are reported at the utility level, and then allocated to States based on the utility`s salesto ultimate customers by State. Reported losses may include electricity unaccounted for by the utility. Direct use is commercial or industrial use of electricity that (1) is self-generated (2) is produced by either the same entity that consumes the power or an affiliate,and (3) is used in direct support of a service or industrial process located within the same facility or group of facilities that houses the generating equipment. Direct use is exclusive of station use. Beginning with publication year 2010, Total disposition has been reorganized to include Net Interstate Trade. Therefore, Total Disposition equals Total Supply. Sources: U.S. Energy Information Administration, Form EIA-923, Power Plant Operations Report and predecessor forms. U.S. Energy Information Administration,Form EIA-860, Annual Electric Generator Report. U.S. Energy Information Administration, Form EIA-861, Annual Electric Power Industry Report. Form EIA-111, Quarterly Imports and Exports Report.
North Dakota
North Dakota | megawatthours
North Dakota | Category | Year 2022 | Year 2021 | Year 2020 | Year 2019 | Year 2018 | Year 2017 | Year 2016 | Year 2015 | Year 2014 | Year 2013 | Year 2012 | Year 2011 | Year 2010 | Year 2009 | Year 2008 | Year 2007 | Year 2006 | Year 2005 | Year 2004 | Year 2003 | Year 2002 | Year 2001 | Year 2000 | Year 1999 | Year 1998 | Year 1997 | Year 1996 | Year 1995 | Year 1994 | Year 1993 | Year 1992 | Year 1991 | Year 1990
North Dakota | Supply
North Dakota | Generation
North Dakota | ..Electric utilities | 33585079 | 33386251 | 33528976 | 34191419 | 35946425 | 34636836 | 33415076 | 33105902 | 32088446 | 31044374 | 31983457 | 30794746 | 31343796 | 31375152 | 30852784 | 30402807 | 30328375 | 31512768 | 29526814 | 31075012 | 31147221 | 30135733 | 31122917 | 31259830 | 30518976 | 29719764 | 30769712 | 28842021 | 29003713 | 28499824 | 28592323 | 27535034 | 26824491
North Dakota | ..Independent power producers | 10626166 | 9479705 | 8492799 | 6895987 | 6603619 | 6707865 | 4266812 | 3883450 | 4249629 | 3811889 | 4018865 | 4116013 | 3216166 | 2625307 | 1686577 | 613548 | 363282 | 215094 | 208667 | 51718 | 0 | 0 | 0 | 0 | 0 | 0 | 0 | 0 | 0 | 0 | 0 | 0 | 0
North Dakota | ..Combined heat and power, electric | 0 | 0 | 0 | 0 | 0 | 0 | 0 | 0 | 0 | 0 | 0 | 0 | 0 | 0 | 0 | 0 | 0 | 0 | 0 | 0 | 0 | 0 | 0 | 0 | 0 | 0 | 0 | 0 | 0 | 0 | 0 | 0 | 0
North Dakota | Electric power sector generation subtotal | 44211245 | 42865956 | 42021775 | 41087406 | 42550044 | 41344701 | 37681888 | 36989352 | 36338075 | 34856263 | 36002322 | 34910759 | 34559962 | 34000459 | 32539361 | 31016355 | 30691657 | 31727862 | 29735481 | 31126730 | 31147221 | 30135733 | 31122917 | 31259830 | 30518976 | 29719764 | 30769712 | 28842021 | 29003713 | 28499824 | 28592323 | 27535034 | 26824491
North Dakota | ..Combined heat and power, commercial | 88 | 772 | 426 | 78 | 2921 | 34 | 13 | 17 | 109 | 56 | 54 | 28 | 46 | 85 | 286 | 295 | 0 | 0 | 0 | 0 | 0 | 0 | 0 | 0 | 0 | 0 | 0 | 0 | 0 | 0 | 0 | 0 | 0
North Dakota | ..Combined heat and power, industrial | 189623 | 165650 | 154223 | 59840 | 62356 | 160339 | 174551 | 167243 | 124324 | 165354 | 122783 | 169113 | 179534 | 195922 | 194932 | 207455 | 189480 | 204753 | 200625 | 195399 | 159091 | 196339 | 188278 | 157573 | 152974 | 132838 | 138778 | 162225 | 152111 | 163587 | 174574 | 144115 | 168771
North Dakota | Industrial and commercial generation subtotal | 189711 | 166422 | 154649 | 59918 | 65277 | 160373 | 174564 | 167260 | 124433 | 165410 | 122837 | 169141 | 179580 | 196008 | 195218 | 207750 | 189480 | 204753 | 200625 | 195399 | 159091 | 196339 | 188278 | 157573 | 152974 | 132838 | 138778 | 162225 | 152111 | 163587 | 174574 | 144115 | 168771
North Dakota | Total net generation | 44400956 | 43032378 | 42176424 | 41147324 | 42615321 | 41505074 | 37856452 | 37156612 | 36462508 | 35021673 | 36125159 | 35079900 | 34739542 | 34196467 | 32734579 | 31224105 | 30881137 | 31932615 | 29936106 | 31322129 | 31306312 | 30332072 | 31311195 | 31417403 | 30671950 | 29852602 | 30908490 | 29004246 | 29155824 | 28663411 | 28766897 | 27679149 | 26993262
North Dakota | Total international imports | 6182378 | 2982525 | 8434532 | 1310369 | 1163652 | 2159656 | 2075864 | 2017638 | 1868678 | 1960950 | 1557467 | 1672455 | 1597498 | 1349491 | 1413663 | 1657277 | 2007731 | 2161882 | 1512986 | 1250828 | 1413538 | 1510173 | 1436356 | 181152 | 223791 | 270465 | 927231 | 785391 | 1095448 | 1299788 | 682162 | 253543 | 250169
North Dakota | Net interstate imports | 0 | 0 | 0 | 0 | 0 | 0 | 0 | 0 | 0 | 0 | 0 | 0 | 0 | 0 | 0 | 0 | 0 | 0 | 0 | 0 | 0 | 0 | 0 | 0 | 0 | 0 | 0 | 0 | 0 | 0 | 0 | 0 | 0
North Dakota | Total supply | 50583334 | 46014903 | 50610956 | 42457693 | 43778973 | 43664730 | 39932316 | 39174250 | 38331186 | 36982623 | 37682626 | 36752355 | 36337040 | 35545958 | 34148242 | 32881382 | 32888868 | 34094497 | 31449092 | 32572957 | 32719850 | 31842245 | 32747551 | 31598555 | 30895741 | 30123067 | 31835721 | 29789637 | 30251272 | 29963199 | 29449059 | 27932692 | 27243431
North Dakota | Disposition
North Dakota | Sales to ultimate customers
North Dakota | ..Full service providers | 25392877 | 22863107 | 21819452 | 21559255 | 20669506 | 20140426 | 18520188 | 18128948 | 18239732 | 16032967 | 14716956 | 13737016 | 12956263 | 12648580 | 12416074 | 11905695 | 11245238 | 10839990 | 10516400 | 10461108 | 10219353 | 9809757 | 9413409 | 9112193 | 8220384 | 8282435 | 8314159 | 7882636 | 7680764 | 7431958 | 7128380 | 7255201 | 7013850
North Dakota | ..Energy-only providers | 0 | 0 | 0 | 0 | 0 | 0 | 0 | 0 | 0 | 0 | 0 | 0 | 0 | 0 | 0 | 0 | 0 | 0 | 0 | 0 | 0 | 0 | 0 | 0 | 0 | 0 | 0 | 0 | 0 | 0 | 0 | 0 | 0
North Dakota | ..Facility direct sales | . | . | . | . | . | . | . | . | . | . | . | . | . | . | 0 | 0 | 0 | 0 | 0 | 0 | 0 | 0 | 0 | 0 | 0 | 0 | 0 | 0 | 0 | 0 | 0 | 0 | 0
North Dakota | Total electric industry sales | 25392877 | 22863107 | 21819452 | 21559255 | 20669506 | 20140426 | 18520188 | 18128948 | 18239732 | 16032967 | 14716956 | 13737016 | 12956263 | 12648580 | 12416074 | 11905695 | 11245238 | 10839990 | 10516400 | 10461108 | 10219353 | 9809757 | 9413409 | 9112193 | 8220384 | 8282435 | 8314159 | 7882636 | 7680764 | 7431958 | 7128380 | 7255201 | 7013850
North Dakota | Direct use | 200740 | 177450 | 165889 | 202827 | 182019 | 174685 | 191784 | 183842 | 170528 | 181386 | 166297 | 181394 | 192272 | 208738 | 207865 | 213650 | 195339 | 211673 | 166732 | 166558 | 164470 | 160971 | 187697 | 157573 | 152974 | 132838 | 138778 | 161975 | 145035 | 150685 | 159909 | 133953 | 154106
North Dakota | Total international exports | 1302567 | 1851812 | 458829 | 950567 | 149736 | 24563 | 9864 | 35718 | 157814 | 127490 | 216715 | 380781 | 477869 | 609514 | 605996 | 327772 | 1251350 | 459499 | 1408681 | 1664421 | 1238190 | 940294 | 789690 | 341256 | 424064 | 152158 | 59628 | 54371 | 123948 | 232400 | 7275 | 90457 | 229869
North Dakota | Estimated losses | 1373538 | 1075629 | 1215218 | 1169027 | 1066085 | 1095608 | 966589 | 904374 | 949742 | 861285 | 796981 | 848860 | 800409 | 805176 | 790910 | 753541 | 729129 | 724499 | 770600 | 768140 | 766550 | 767157 | 732206 | 714871 | 584532 | 624471 | 645359 | 601644 | 583479 | 594807 | 563525 | 557089 | 532497
North Dakota | Unaccounted | -45884 | 146020 | -32778 | 53824 | 129218 | 140359 | 229806 | 282551 | 235835 | 241862 | 251665 | 87025 | 113688 | 114020 | 162145 | 189749 | . | . | . | . | . | . | . | . | . | . | . | . | . | . | . | . | .
North Dakota | Net interstate exports | 22359495 | 19900886 | 26984346 | 18522194 | 21582410 | 22089089 | 20014085 | 19638817 | 18577535 | 19537633 | 21534011 | 21517279 | 21796539 | 21159930 | 19965252 | 19490976 | 19125175 | 21553211 | 18233916 | 19261086 | 20106566 | 20045339 | 21404253 | 21011911 | 21289803 | 20688015 | 22436977 | 20862305 | 21512860 | 21357376 | 21420031 | 19716068 | 19156014
North Dakota | Total disposition | 50583334 | 46014903 | 50610956 | 42457693 | 43778973 | 43664730 | 39932316 | 39174250 | 38331186 | 36982623 | 37682626 | 36752355 | 36337040 | 35545958 | 34148242 | 32881382 | 32888868 | 34094497 | 31449092 | 32572957 | 32719850 | 31842245 | 32747551 | 31598555 | 30895741 | 30123067 | 31835721 | 29789637 | 30251272 | 29963199 | 29449059 | 27932692 | 27243431
North Dakota | Net interstate trade | 22359495 | 19900886 | 26984346 | 18522194 | 21582410 | 22089089 | 20014085 | 19638817 | 18577535 | 19537633 | 21534011 | 21517279 | 21796539 | 21159930 | 19965252 | 19490976 | 19125175 | 21553211 | 18233916 | 19261086 | 20106566 | 20045339 | 21404253 | 21011911 | 21289803 | 20688015 | 22436977 | 20862305 | 21512860 | 21357376 | 21420031 | 19716068 | 19156014
North Dakota | Net trade index (ratio) | 1.79 | 1.76 | 2.14 | 1.77 | 1.97 | 2.02 | 2 | 2.01 | 1.94 | 2.12 | 2.33 | 2.41 | 2.5 | 2.47 | 2.41 | 2.46 | 2.39 | 2.72 | 2.38 | 2.45 | 2.59 | 2.7 | 2.89 | 2.98 | 3.22 | 3.19 | 3.39 | 3.34 | 3.46 | 3.48 | 3.67 | 3.4 | 3.37
North Dakota | Facility Direct Sales are electricity sales from non utility power producers which reported electricity sales to an ultimate customer. Net Interstate Trade = Total Supply - (Total Electric Industry Sales + Direct Use + Total International Exports (if applies) + Estimated Losses). Net Trade Index is the sum of Total Supply / (Total Disposition - Net Interstate Trade). A negative Net Interstate Trade value indicates a net import of electric power. Notes: Totals may not equal sum of components because of independent rounding. Estimated Losses are reported at the utility level, and then allocated to States based on the utility`s salesto ultimate customers by State. Reported losses may include electricity unaccounted for by the utility. Direct use is commercial or industrial use of electricity that (1) is self-generated (2) is produced by either the same entity that consumes the power or an affiliate,and (3) is used in direct support of a service or industrial process located within the same facility or group of facilities that houses the generating equipment. Direct use is exclusive of station use. Beginning with publication year 2010, Total disposition has been reorganized to include Net Interstate Trade. Therefore, Total Disposition equals Total Supply. Sources: U.S. Energy Information Administration, Form EIA-923, Power Plant Operations Report and predecessor forms. U.S. Energy Information Administration,Form EIA-860, Annual Electric Generator Report. U.S. Energy Information Administration, Form EIA-861, Annual Electric Power Industry Report. Form EIA-111, Quarterly Imports and Exports Report.
Ohio
Ohio | megawatthours
Ohio | Category | Year 2022 | Year 2021 | Year 2020 | Year 2019 | Year 2018 | Year 2017 | Year 2016 | Year 2015 | Year 2014 | Year 2013 | Year 2012 | Year 2011 | Year 2010 | Year 2009 | Year 2008 | Year 2007 | Year 2006 | Year 2005 | Year 2004 | Year 2003 | Year 2002 | Year 2001 | Year 2000 | Year 1999 | Year 1998 | Year 1997 | Year 1996 | Year 1995 | Year 1994 | Year 1993 | Year 1992 | Year 1991 | Year 1990
Ohio | Supply
Ohio | Generation
Ohio | ..Electric utilities | 15623103 | 14318078 | 13713070 | 14612530 | 19377024 | 24691080 | 27587588 | 25590075 | 43316670 | 88763825 | 75183893 | 85006849 | 92198096 | 93939609 | 98396809 | 100536445 | 98159139 | 102750838 | 142305499 | 139086083 | 139904106 | 135484174 | 144358306 | 140912140 | 146448159 | 141248874 | 142900353 | 137860132 | 129020582 | 133735428 | 136296552 | 132693706 | 126509829
Ohio | ..Independent power producers | 117499824 | 108793868 | 106015747 | 105143581 | 106770840 | 94402287 | 90573980 | 95573567 | 89674300 | 46925305 | 52432142 | 48792705 | 49722340 | 40775148 | 53646205 | 53365757 | 55835704 | 52817248 | 4699059 | 6123786 | 6421090 | 5242390 | 3156854 | 0 | 0 | 0 | 4880 | 4762 | 2950 | 6544 | 8813 | 8813 | 8813
Ohio | ..Combined heat and power, electric | 1752674 | 1859748 | 1838902 | 860034 | 856807 | 822299 | 783450 | 925708 | 530457 | 538679 | 529558 | 652498 | 651983 | 472428 | 297649 | 350043 | 321877 | 327753 | 319134 | 381549 | 302029 | 267985 | 274511 | 117106 | 155195 | 44111 | 48770 | 19979 | 1304994 | 26093 | 32738 | 26462 | 32016
Ohio | Electric power sector generation subtotal | 134875601 | 124971694 | 121567719 | 120616144 | 127004671 | 119915666 | 118945018 | 122089349 | 133521427 | 136227809 | 128145593 | 134452052 | 142572419 | 135187185 | 152340663 | 154252246 | 154316720 | 155895839 | 147323692 | 145591418 | 146627226 | 140994549 | 147789670 | 141029246 | 146603354 | 141292985 | 142954004 | 137884873 | 130328526 | 133768065 | 136338104 | 132728982 | 126550659
Ohio | ..Combined heat and power, commercial | 248266 | 252090 | 220491 | 229861 | 256457 | 262599 | 226533 | 127981 | 107391 | 185803 | 282651 | 172134 | 0 | 0 | 0 | 0 | 0 | 149 | 160 | 6045 | 7479 | 19765 | 4719 | 3436 | 50934 | 53273 | 45842 | 33627 | 55964 | 64222 | 74800 | 68995 | 87069
Ohio | ..Combined heat and power, industrial | 686593 | 724223 | 749972 | 704117 | 676160 | 636138 | 714515 | 861964 | 873746 | 870578 | 1317487 | 961619 | 1025918 | 903040 | 1071588 | 903300 | 1117355 | 1080335 | 1022053 | 1040665 | 434145 | 1247496 | 1265892 | 1297749 | 1285771 | 1464988 | 1437369 | 1425403 | 1379118 | 1405004 | 1248823 | 1238522 | 1342799
Ohio | Industrial and commercial generation subtotal | 934859 | 976313 | 970463 | 933979 | 932617 | 898737 | 941048 | 989945 | 981136 | 1056380 | 1600138 | 1133753 | 1025918 | 903040 | 1071588 | 903300 | 1117355 | 1080483 | 1022213 | 1046710 | 441624 | 1267261 | 1270611 | 1301185 | 1336704 | 1518262 | 1483211 | 1459030 | 1435082 | 1469226 | 1323622 | 1307517 | 1429869
Ohio | Total net generation | 135810459 | 125948008 | 122538182 | 121550123 | 127937288 | 120814403 | 119886066 | 123079294 | 134502563 | 137284189 | 129745731 | 135585804 | 143598337 | 136090225 | 153412251 | 155155545 | 155434075 | 156976323 | 148345905 | 146638128 | 147068850 | 142261810 | 149060281 | 142330431 | 147940058 | 142811247 | 144437215 | 139343903 | 131763609 | 135237291 | 137661726 | 134036499 | 127980527
Ohio | Total international imports | 0 | 0 | 0 | 0 | 82261 | 17466 | 1846 | 0 | 0 | 0 | 0 | 0 | 0 | 3972 | 0 | 361048 | 844370 | 48807 | 2828 | 2057 | 110 | 0 | 0 | 0 | 0 | 0 | 0 | 0 | 0 | 0 | 0 | 0 | 0
Ohio | Net interstate imports | 22662582 | 30782466 | 28987190 | 36547131 | 34933055 | 35818302 | 41520983 | 37102593 | 27152727 | 24544335 | 35028733 | 30972564 | 22551010 | 21808230 | 19424322 | 20217486 | 14662304 | 21895152 | 24858371 | 22820869 | 23901099 | 30160840 | 36142111 | 42367776 | 30541752 | 34842360 | 33699352 | 39208480 | 41379087 | 32152396 | 25527168 | 29106323 | 31620437
Ohio | Total supply | 158473041 | 156730474 | 151525372 | 158097254 | 162952604 | 156650171 | 161408895 | 160181887 | 161655290 | 161828524 | 164774464 | 166558368 | 166149347 | 157902427 | 172836573 | 175734079 | 170940749 | 178920282 | 173207104 | 169461054 | 170970059 | 172422650 | 185202392 | 184698207 | 178481810 | 177653607 | 178136567 | 178552383 | 173142696 | 167389687 | 163188894 | 163142822 | 159600964
Ohio | Disposition
Ohio | Sales to ultimate customers
Ohio | ..Full service providers | 56785891 | 43611635 | 44059538 | 45384477 | 46621224 | 45028494 | 49152325 | 51702443 | 53328386 | 56979965 | 71872778 | 88397902 | 105176986 | 133198256 | 147463715 | 148928185 | 140258856 | 133460651 | 126207477 | 127118763 | 132970645 | 144438041 | 161093460 | 164270662 | 159793176 | 158508094 | 158587337 | 158625546 | 154376709 | 148570665 | 145016464 | 145658320 | 142465472
Ohio | ..Energy-only providers | 92518184 | 103905721 | 98357225 | 102916799 | 106086381 | 101436179 | 101261754 | 97345496 | 97177459 | 93153631 | 80423134 | 66348400 | 48815621 | 12952626 | 11756860 | 12842642 | 13169988 | 26715652 | 27881805 | 24940157 | 20436453 | 11359673 | 4101397 | 0 | 168 | 0 | 0 | 0 | 0 | 0 | 0 | 0 | 0
Ohio | ..Facility direct sales | 195708 | 200509 | 198436 | 220644 | 207562 | 179158 | 183717 | 165285 | 173868 | 173422 | 160952 | 8 | 152811 | 148911 | 168232 | 0 | 0 | 0 | 131832 | 130318 | 189329 | 0 | 0 | 0 | 0 | 0 | 0 | 0 | 0 | 0 | 0 | 0 | 0
Ohio | Total electric industry sales | 149499783 | 147717865 | 142615199 | 148521920 | 152915167 | 146643831 | 150597796 | 149213224 | 150679713 | 150307018 | 152456864 | 154746310 | 154145418 | 146299793 | 159388807 | 161770827 | 153428844 | 160176303 | 154221114 | 152189238 | 153596427 | 155797714 | 165194857 | 164270830 | 159793176 | 158508094 | 158587337 | 158625546 | 154376709 | 148570665 | 145016464 | 145658320 | 142465472
Ohio | Direct use | 1156734 | 1119571 | 1181568 | 1151108 | 1193347 | 1007138 | 1082558 | 1199485 | 1181447 | 1179645 | 1454390 | 1269395 | 1128580 | 970753 | 1213114 | 1090935 | 1296078 | 1264965 | 1487894 | 1486344 | 1467707 | 1436481 | 1614592 | 1376555 | 1455116 | 1523262 | 1494825 | 1464722 | 2239288 | 1466426 | 1323622 | 1307517 | 1429869
Ohio | Total international exports | 0 | 0 | 0 | 0 | 1119 | 45 | . | 0 | 0 | 0 | 0 | 0 | 0 | 0 | 0 | 55197 | 225034 | 396514 | 67940 | 13740 | 3902 | 0 | 0 | 0 | 0 | 0 | 0 | 0 | 0 | 0 | 0 | 0 | 0
Ohio | Estimated losses | 8086662 | 6949605 | 7942849 | 8053436 | 7887005 | 7977194 | 7859862 | 7443598 | 7845883 | 8074439 | 8256143 | 9562337 | 9522759 | 9313068 | 10153145 | 10238876 | 9948153 | 10705501 | 11300706 | 11174971 | 11521211 | 12183921 | 12849396 | 12887396 | 11362526 | 11951025 | 12309817 | 12107132 | 11727433 | 11890653 | 11464099 | 11184344 | 10816092
Ohio | Unaccounted | -270138 | 943432 | -214244 | 370791 | 955965 | 1021962 | 1868679 | 2325580 | 1948246 | 2267422 | 2607067 | 980327 | 1352590 | 1318814 | 2081507 | 2578244 | . | . | . | . | . | . | . | . | . | . | . | . | . | . | . | . | .
Ohio | Net interstate exports | 0 | 0 | 0 | 0 | 0 | 0 | 0 | 0 | 0 | 0 | 0 | 0 | 0 | 0 | 0 | 0 | 0 | 0 | 0 | 0 | 0 | 0 | 0 | 0 | 0 | 0 | 0 | 0 | 0 | 0 | 0 | 0 | 0
Ohio | Total disposition | 158473041 | 156730474 | 151525372 | 158097254 | 162952604 | 156650171 | 161408895 | 160181887 | 161655290 | 161828524 | 164774464 | 166558368 | 166149347 | 157902427 | 172836573 | 175734079 | 170940749 | 178920282 | 173207104 | 169461054 | 170970059 | 172422650 | 185202392 | 184698207 | 178481810 | 177653607 | 178136567 | 178552383 | 173142696 | 167389687 | 163188894 | 163142822 | 159600964
Ohio | Net interstate trade | -22662582 | -30782466 | -28987190 | -36547131 | -34933055 | -35818302 | -41520983 | -37102593 | -27152727 | -24544335 | -35028733 | -30972564 | -22551010 | -21808230 | -19424322 | -20217486 | -14662304 | -21895152 | -24858371 | -22820869 | -23901099 | -30160840 | -36142111 | -42367776 | -30541752 | -34842360 | -33699352 | -39208480 | -41379087 | -32152396 | -25527168 | -29106323 | -31620437
Ohio | Net trade index (ratio) | 0.86 | 0.8 | 0.81 | 0.77 | 0.79 | 0.77 | 0.74 | 0.77 | 0.83 | 0.85 | 0.79 | 0.81 | 0.86 | 0.86 | 0.89 | 0.88 | 0.91 | 0.88 | 0.86 | 0.87 | 0.86 | 0.83 | 0.8 | 0.77 | 0.83 | 0.8 | 0.81 | 0.78 | 0.76 | 0.81 | 0.84 | 0.82 | 0.8
Ohio | Facility Direct Sales are electricity sales from non utility power producers which reported electricity sales to an ultimate customer. Net Interstate Trade = Total Supply - (Total Electric Industry Sales + Direct Use + Total International Exports (if applies) + Estimated Losses). Net Trade Index is the sum of Total Supply / (Total Disposition - Net Interstate Trade). A negative Net Interstate Trade value indicates a net import of electric power. Notes: Totals may not equal sum of components because of independent rounding. Estimated Losses are reported at the utility level, and then allocated to States based on the utility`s salesto ultimate customers by State. Reported losses may include electricity unaccounted for by the utility. Direct use is commercial or industrial use of electricity that (1) is self-generated (2) is produced by either the same entity that consumes the power or an affiliate,and (3) is used in direct support of a service or industrial process located within the same facility or group of facilities that houses the generating equipment. Direct use is exclusive of station use. Beginning with publication year 2010, Total disposition has been reorganized to include Net Interstate Trade. Therefore, Total Disposition equals Total Supply. Sources: U.S. Energy Information Administration, Form EIA-923, Power Plant Operations Report and predecessor forms. U.S. Energy Information Administration,Form EIA-860, Annual Electric Generator Report. U.S. Energy Information Administration, Form EIA-861, Annual Electric Power Industry Report. Form EIA-111, Quarterly Imports and Exports Report.
Oklahoma
Oklahoma | megawatthours
Oklahoma | Category | Year 2022 | Year 2021 | Year 2020 | Year 2019 | Year 2018 | Year 2017 | Year 2016 | Year 2015 | Year 2014 | Year 2013 | Year 2012 | Year 2011 | Year 2010 | Year 2009 | Year 2008 | Year 2007 | Year 2006 | Year 2005 | Year 2004 | Year 2003 | Year 2002 | Year 2001 | Year 2000 | Year 1999 | Year 1998 | Year 1997 | Year 1996 | Year 1995 | Year 1994 | Year 1993 | Year 1992 | Year 1991 | Year 1990
Oklahoma | Supply
Oklahoma | Generation
Oklahoma | ..Electric utilities | 36521415 | 37601716 | 38640479 | 42357841 | 42825248 | 36425409 | 45255216 | 48778157 | 48096026 | 53348841 | 56746305 | 58373558 | 57421195 | 57516914 | 60074823 | 54177692 | 51917155 | 54250814 | 48298390 | 49776514 | 51218320 | 50413729 | 51403249 | 50278792 | 51454036 | 48380102 | 47544649 | 47955288 | 45380625 | 48810720 | 45942891 | 44850089 | 45063182
Oklahoma | ..Independent power producers | 47260045 | 42313768 | 43804967 | 43198072 | 41468021 | 34569964 | 30426275 | 24578492 | 19232669 | 17526171 | 18275061 | 13205916 | 11545564 | 14422750 | 12651408 | 14870672 | 14784377 | 10281538 | 8913259 | 4247198 | 3970101 | 843693 | 0 | 0 | 0 | 0 | 0 | 0 | 0 | 0 | 0 | 0 | 0
Oklahoma | ..Combined heat and power, electric | 0 | 0 | 0 | 0 | 2001324 | 1913679 | 2082858 | 1889445 | 1985176 | 2062328 | 2010948 | 2205220 | 2381670 | 2318470 | 2682498 | 2853754 | 2642147 | 2822323 | 2255750 | 5216555 | 2621718 | 2730764 | 3026693 | 3433579 | 3538830 | 3173387 | 3041598 | 3313929 | 3381386 | 3138720 | 2895340 | 2963591 | 1016735
Oklahoma | Electric power sector generation subtotal | 83781460 | 79915484 | 82445446 | 85555913 | 86294593 | 72909052 | 77764349 | 75246094 | 69313871 | 72937340 | 77032314 | 73784694 | 71348429 | 74258134 | 75408728 | 71902118 | 69343679 | 67354675 | 59467400 | 59240267 | 57810139 | 53988186 | 54429942 | 53712371 | 54992866 | 51553489 | 50586247 | 51269217 | 48762011 | 51949440 | 48838231 | 47813680 | 46079917
Oklahoma | ..Combined heat and power, commercial | -20584 | 0 | 63 | 14 | 15 | 2 | 3 | 21 | 49 | -55941 | 9626 | 22521 | 25859 | 30371 | 24418 | 25892 | 25038 | 18799 | 17547 | 28176 | 27172 | 25628 | 27161 | 39272 | 36100 | 32883 | 35109 | 58326 | 45367 | 43253 | 28978 | 49846 | 48159
Oklahoma | ..Combined heat and power, industrial | 874046 | 839102 | 922220 | 830243 | 886794 | 822600 | 890655 | 889481 | 841584 | 792281 | 854648 | 798499 | 876445 | 778304 | 895762 | 891085 | 1246164 | 1234353 | 1244614 | 1358413 | 1346108 | 1235635 | 1114853 | 1113717 | 1200278 | 1277604 | 1228265 | 1339825 | 1251394 | 1166978 | 1139240 | 1235591 | 951056
Oklahoma | Industrial and commercial generation subtotal | 853462 | 839102 | 922283 | 830257 | 886809 | 822602 | 890658 | 889502 | 841633 | 736340 | 864274 | 821020 | 902304 | 808675 | 920180 | 916977 | 1271202 | 1253153 | 1262161 | 1386589 | 1373280 | 1261263 | 1142015 | 1152989 | 1236377 | 1310487 | 1263374 | 1398150 | 1296761 | 1210232 | 1168218 | 1285437 | 999215
Oklahoma | Total net generation | 84634922 | 80754586 | 83367729 | 86386170 | 87181402 | 73731654 | 78655007 | 76135596 | 70155504 | 73673680 | 77896588 | 74605714 | 72250733 | 75066809 | 76328908 | 72819095 | 70614880 | 68607827 | 60729560 | 60626856 | 59183419 | 55249448 | 55571957 | 54865361 | 56229243 | 52863976 | 51849621 | 52667367 | 50058772 | 53159672 | 50006449 | 49099117 | 47079132
Oklahoma | Total international imports | 0 | 0 | 0 | 0 | . | 0 | . | 0 | 0 | 0 | 0 | 0 | 0 | 0 | 0 | 0 | 0 | 0 | 0 | 0 | 0 | 0 | 0 | 0 | 0 | 0 | 0 | 0 | 0 | 0 | 0 | 0 | 0
Oklahoma | Net interstate imports | 0 | 0 | 0 | 0 | 0 | 0 | 0 | 0 | 0 | 0 | 0 | 0 | 0 | 0 | 0 | 0 | 0 | 0 | 0 | 0 | 0 | 0 | 0 | 0 | 0 | 0 | 0 | 0 | 0 | 0 | 0 | 0 | 537952
Oklahoma | Total supply | 84634922 | 80754586 | 83367729 | 86386170 | 87181402 | 73731654 | 78655007 | 76135596 | 70155504 | 73673680 | 77896588 | 74605714 | 72250733 | 75066809 | 76328908 | 72819095 | 70614880 | 68607827 | 60729560 | 60626856 | 59183419 | 55249448 | 55571957 | 54865361 | 56229243 | 52863976 | 51849621 | 52667367 | 50058772 | 53159672 | 50006449 | 49099117 | 47617084
Oklahoma | Disposition
Oklahoma | Sales to ultimate customers
Oklahoma | ..Full service providers | 69486942 | 64525137 | 62299305 | 64795946 | 64575316 | 60492128 | 61516554 | 61336385 | 61573374 | 59929172 | 59340624 | 59846794 | 57845980 | 54544580 | 56140456 | 55060557 | 54771452 | 53570849 | 50811290 | 50287767 | 49485466 | 49666725 | 49564141 | 46736630 | 47896575 | 44452853 | 43291303 | 41392452 | 41143443 | 40531327 | 38267207 | 39404397 | 42504220
Oklahoma | ..Energy-only providers | 0 | 0 | 0 | 0 | 0 | 0 | 0 | 0 | 0 | 0 | 0 | 0 | 0 | 0 | 0 | 0 | 0 | 0 | 0 | 0 | 0 | 0 | 0 | 0 | 0 | 0 | 0 | 0 | 0 | 0 | 0 | 0 | 0
Oklahoma | ..Facility direct sales | . | . | . | 0 | 0 | . | . | . | . | . | . | . | . | 0 | 138410 | 132643 | 133862 | 136253 | 130752 | 140401 | 0 | 0 | 0 | 0 | 0 | 0 | 0 | 0 | 0 | 0 | 0 | 0 | 0
Oklahoma | Total electric industry sales | 69486942 | 64525137 | 62299305 | 64795946 | 64575316 | 60492128 | 61516554 | 61336385 | 61573374 | 59929172 | 59340624 | 59846794 | 57845980 | 54544580 | 56278866 | 55193200 | 54905314 | 53707102 | 50942042 | 50428168 | 49485466 | 49666725 | 49564141 | 46736630 | 47896575 | 44452853 | 43291303 | 41392452 | 41143443 | 40531327 | 38267207 | 39404397 | 42504220
Oklahoma | Direct use | 929280 | 861697 | 924513 | 888870 | 1290067 | 1252040 | 1311150 | 1284314 | 1255974 | 1232712 | 889179 | 867857 | 1077701 | 935019 | 1345567 | 1400804 | 986758 | 953406 | 1153762 | 1152560 | 1138108 | 1113894 | 1303557 | 1002821 | 1141401 | 1224634 | 1209405 | 1266863 | 1210606 | 1099019 | 1056330 | 1186632 | 957730
Oklahoma | Total international exports | 0 | 0 | 0 | 0 | . | 0 | . | 0 | 0 | 0 | 0 | 0 | 0 | 0 | 0 | 0 | 0 | 342 | 450 | 0 | 0 | 0 | 0 | 0 | 0 | 0 | 0 | 0 | 0 | 0 | 0 | 0 | 0
Oklahoma | Estimated losses | 3758651 | 3035680 | 3469714 | 3513488 | 3330643 | 3290677 | 3210615 | 3059805 | 3206122 | 3219373 | 3213530 | 3698151 | 3573595 | 3472167 | 3584991 | 3493314 | 3559999 | 3589554 | 3732829 | 3702846 | 3711886 | 3884110 | 3855261 | 3666588 | 3405816 | 3351609 | 3360344 | 3159288 | 3125516 | 3243870 | 3025167 | 3025659 | 3226954
Oklahoma | Unaccounted | -125559 | 412104 | -93589 | 161766 | 403699 | 421570 | 763323 | 955965 | 796126 | 904048 | 1014746 | 379133 | 507585 | 491690 | 734963 | 879649 | . | . | . | . | . | . | . | . | . | . | . | . | . | . | . | . | .
Oklahoma | Net interstate exports | 10585609 | 11919968 | 16767786 | 17026101 | 17581676 | 8275239 | 11853365 | 9499126 | 3323908 | 8388375 | 13438509 | 9813779 | 9245872 | 15623353 | 14384521 | 11852128 | 9522846 | 8747950 | 3537430 | 4479535 | 4101134 | 282207 | 4050 | 2316335 | 2730208 | 3041059 | 3220956 | 6074237 | 3913335 | 7493656 | 6943157 | 4963868 | 0
Oklahoma | Total disposition | 84634922 | 80754586 | 83367729 | 86386170 | 87181402 | 73731654 | 78655007 | 76135596 | 70155504 | 73673680 | 77896588 | 74605714 | 72250733 | 75066809 | 76328908 | 72819095 | 70614880 | 68607827 | 60729560 | 60626856 | 59183419 | 55249448 | 55571957 | 54865361 | 56229243 | 52863976 | 51849621 | 52667367 | 50058772 | 53159672 | 50006449 | 49099117 | 47617084
Oklahoma | Net interstate trade | 10585609 | 11919968 | 16767786 | 17026101 | 17581676 | 8275239 | 11853365 | 9499126 | 3323908 | 8388375 | 13438509 | 9813779 | 9245872 | 15623353 | 14384521 | 11852128 | 9522846 | 8747950 | 3537430 | 4479535 | 4101134 | 282207 | 4050 | 2316335 | 2730208 | 3041059 | 3220956 | 6074237 | 3913335 | 7493656 | 6943157 | 4963868 | -537952
Oklahoma | Net trade index (ratio) | 1.14 | 1.17 | 1.25 | 1.25 | 1.25 | 1.13 | 1.18 | 1.14 | 1.05 | 1.13 | 1.21 | 1.15 | 1.15 | 1.26 | 1.23 | 1.19 | 1.16 | 1.15 | 1.06 | 1.08 | 1.07 | 1.01 | 1 | 1.04 | 1.05 | 1.06 | 1.07 | 1.13 | 1.08 | 1.16 | 1.16 | 1.11 | 0.99
Oklahoma | Facility Direct Sales are electricity sales from non utility power producers which reported electricity sales to an ultimate customer. Net Interstate Trade = Total Supply - (Total Electric Industry Sales + Direct Use + Total International Exports (if applies) + Estimated Losses). Net Trade Index is the sum of Total Supply / (Total Disposition - Net Interstate Trade). A negative Net Interstate Trade value indicates a net import of electric power. Notes: Totals may not equal sum of components because of independent rounding. Estimated Losses are reported at the utility level, and then allocated to States based on the utility`s salesto ultimate customers by State. Reported losses may include electricity unaccounted for by the utility. Direct use is commercial or industrial use of electricity that (1) is self-generated (2) is produced by either the same entity that consumes the power or an affiliate,and (3) is used in direct support of a service or industrial process located within the same facility or group of facilities that houses the generating equipment. Direct use is exclusive of station use. Beginning with publication year 2010, Total disposition has been reorganized to include Net Interstate Trade. Therefore, Total Disposition equals Total Supply. Sources: U.S. Energy Information Administration, Form EIA-923, Power Plant Operations Report and predecessor forms. U.S. Energy Information Administration,Form EIA-860, Annual Electric Generator Report. U.S. Energy Information Administration, Form EIA-861, Annual Electric Power Industry Report. Form EIA-111, Quarterly Imports and Exports Report.
Oregon
Oregon | megawatthours
Oregon | Category | Year 2022 | Year 2021 | Year 2020 | Year 2019 | Year 2018 | Year 2017 | Year 2016 | Year 2015 | Year 2014 | Year 2013 | Year 2012 | Year 2011 | Year 2010 | Year 2009 | Year 2008 | Year 2007 | Year 2006 | Year 2005 | Year 2004 | Year 2003 | Year 2002 | Year 2001 | Year 2000 | Year 1999 | Year 1998 | Year 1997 | Year 1996 | Year 1995 | Year 1994 | Year 1993 | Year 1992 | Year 1991 | Year 1990
Oregon | Supply
Oregon | Generation
Oregon | ..Electric utilities | 42568289 | 40152940 | 44678566 | 44038392 | 47020281 | 48764549 | 45096169 | 41305761 | 44565239 | 43254167 | 47144491 | 48984868 | 41142684 | 42703218 | 44590530 | 43202516 | 43068822 | 37407039 | 39092958 | 38577937 | 39731986 | 38059649 | 46059938 | 51698318 | 46352310 | 49068279 | 47883913 | 44031261 | 37490089 | 40743085 | 41220343 | 46298021 | 49171999
Oregon | ..Independent power producers | 13160462 | 14284069 | 13217784 | 11370389 | 11286428 | 9251618 | 10030352 | 10683030 | 10213307 | 10562552 | 8591225 | 5827218 | 6952755 | 6620706 | 5800971 | 4268893 | 4054891 | 4492799 | 4800813 | 4002974 | 717656 | 466985 | 495690 | 582535 | 510311 | 511235 | 457118 | 429217 | 399364 | 426802 | 334795 | 330167 | 369817
Oregon | ..Combined heat and power, electric | 4932380 | 5914730 | 5091608 | 6207746 | 5123590 | 4014341 | 4406200 | 5124703 | 4541093 | 5385568 | 4510781 | 4361189 | 6420563 | 6385776 | 6952104 | 6181357 | 4831305 | 5946919 | 5891122 | 5358132 | 5842112 | 5674672 | 4464196 | 3915583 | 3686437 | 2166348 | 2031852 | 275861 | 275838 | 326465 | 299540 | 324283 | 250427
Oregon | Electric power sector generation subtotal | 60661131 | 60351738 | 62987958 | 61616526 | 63430299 | 62030509 | 59532721 | 57113494 | 59319639 | 59202287 | 60246497 | 59173274 | 54516002 | 55709700 | 57343605 | 53652765 | 51955018 | 47846757 | 49784893 | 47939043 | 46291754 | 44201306 | 51019824 | 56196436 | 50549058 | 51745862 | 50372883 | 44736339 | 38165291 | 41496352 | 41854678 | 46952471 | 49792242
Oregon | ..Combined heat and power, commercial | 72282 | 82282 | 80086 | 71441 | 73926 | 72224 | 70436 | 77670 | 97158 | 98414 | 72787 | 62648 | 20963 | 18371 | 26466 | 17160 | 3966 | 5098 | 5777 | 8875 | 5804 | 13301 | 5882 | 6303 | 5135 | 6959 | 4746 | 1014 | 0 | 66408 | 59971 | 67238 | 63340
Oregon | ..Combined heat and power, industrial | 584204 | 582854 | 556738 | 570411 | 609335 | 611015 | 578855 | 675371 | 703110 | 594813 | 613446 | 459242 | 590034 | 962785 | 1348367 | 1407868 | 1381711 | 1473147 | 1590608 | 1018221 | 801810 | 837303 | 764268 | 645608 | 594290 | 660034 | 634143 | 528200 | 275522 | 346824 | 430725 | 425182 | 516654
Oregon | Industrial and commercial generation subtotal | 656486 | 665136 | 636824 | 641852 | 683261 | 683239 | 649292 | 753041 | 800268 | 693228 | 686233 | 521890 | 610997 | 981156 | 1374832 | 1425028 | 1385677 | 1478246 | 1596385 | 1027096 | 807614 | 850604 | 770150 | 651911 | 599426 | 666992 | 638889 | 529214 | 275522 | 413233 | 490696 | 492420 | 579994
Oregon | Total net generation | 61317617 | 61016874 | 63624782 | 62258378 | 64113560 | 62713747 | 60182013 | 57866535 | 60119907 | 59895515 | 60932730 | 59695164 | 55126999 | 56690856 | 58718438 | 55077794 | 53340695 | 49325003 | 51381278 | 48966139 | 47099368 | 45051910 | 51789974 | 56848346 | 51148484 | 52412854 | 51011773 | 45265553 | 38440813 | 41909585 | 42345374 | 47444891 | 50372237
Oregon | Total international imports | 0 | 0 | 0 | 0 | 544195 | 1129572 | 956379 | 2369684 | 361403 | 375509 | 921763 | 705598 | 434687 | 761137 | 596545 | 1441177 | 456148 | 521488 | 2522683 | 284379 | 1477034 | 150777 | 180363 | 477320 | 704403 | 772502 | 2773722 | 827764 | 1066362 | 1081483 | 870479 | 1322963 | 852459
Oregon | Net interstate imports | 0 | 0 | 0 | 0 | 0 | 0 | 0 | 0 | 0 | 0 | 0 | 0 | 0 | 0 | 0 | 0 | 159486 | 2336153 | 0 | 1075634 | 1805454 | 5589859 | 4483116 | 0 | 653056 | 1231575 | 591722 | 5376212 | 10929832 | 7233331 | 5071569 | 122678 | 0
Oregon | Total supply | 61317617 | 61016874 | 63624782 | 62258378 | 64657755 | 63843319 | 61138392 | 60236219 | 60481310 | 60271024 | 61854493 | 60400762 | 55561686 | 57451993 | 59314983 | 56518971 | 53956329 | 52182644 | 53903961 | 50326152 | 50381856 | 50792546 | 56453453 | 57325666 | 52505943 | 54416931 | 54377217 | 51469529 | 50437007 | 50224399 | 48287422 | 48890532 | 51224696
Oregon | Disposition
Oregon | Sales to ultimate customers
Oregon | ..Full service providers | 53287812 | 51186607 | 48234702 | 47728372 | 46725458 | 47535844 | 45335947 | 45369896 | 45493070 | 45610192 | 45097314 | 45759936 | 44525865 | 45253624 | 46658795 | 46428423 | 46962026 | 44864641 | 44791028 | 45194730 | 45255173 | 45884830 | 50330414 | 46996366 | 45082707 | 47602798 | 47184912 | 45725307 | 44970742 | 44577902 | 42910176 | 43650751 | 42977443
Oregon | ..Energy-only providers | 3032992 | 2942462 | 2778443 | 2672166 | 2594118 | 2485107 | 2012115 | 1894078 | 1841883 | 1972418 | 1591542 | 1411510 | 1500080 | 2311843 | 2518124 | 2268542 | 1107239 | 1554604 | 845420 | 0 | 0 | 0 | 0 | 547341 | 1823954 | 949493 | 1224598 | 0 | 0 | 0 | 0 | 0 | 0
Oregon | ..Facility direct sales | 6092 | 6136 | 6168 | 3848 | 6328 | 22865 | 1288 | . | . | 58368 | . | . | 0 | 1430 | 10558 | 0 | 0 | 0 | 0 | 0 | 0 | 0 | 0 | 0 | 0 | 0 | 0 | 0 | 0 | 0 | 0 | 0 | 0
Oregon | Total electric industry sales | 56326896 | 54135205 | 51019313 | 50404386 | 49325904 | 50043816 | 47349350 | 47263974 | 47334953 | 47640978 | 46688856 | 47171446 | 46025945 | 47566897 | 49187477 | 48696965 | 48069265 | 46419245 | 45636448 | 45194730 | 45255173 | 45884830 | 50330414 | 47543707 | 46906661 | 48552291 | 48409510 | 45725307 | 44970742 | 44577902 | 42910176 | 43650751 | 42977443
Oregon | Direct use | 420486 | 473142 | 492135 | 509113 | 503543 | 493220 | 523107 | 627291 | 684481 | 589349 | 633264 | 522723 | 530183 | 948298 | 1459427 | 1328967 | 1418985 | 1266286 | 691393 | 690673 | 682012 | 667502 | 768640 | 670217 | 627227 | 683815 | 671969 | 543945 | 290105 | 384707 | 434536 | 435026 | 505414
Oregon | Total international exports | 0 | 0 | 0 | 0 | 109987 | 104848 | 128991 | 282239 | 206281 | 316652 | 455353 | 422084 | 215906 | 472199 | 272439 | 207157 | 470073 | 445386 | 77434 | 6145 | 8671 | 11171 | 27013 | 167483 | 113109 | 0 | 0 | 0 | 0 | 0 | 0 | 0 | 0
Oregon | Estimated losses | 3046804 | 2546871 | 2841483 | 2733122 | 2544114 | 2722305 | 2471214 | 2357794 | 2464728 | 2559256 | 2528386 | 2914895 | 2843380 | 3027986 | 3133266 | 3082151 | 3116757 | 3102465 | 3344056 | 3318564 | 3394574 | 3588353 | 3914864 | 3729905 | 3335425 | 3660694 | 3757628 | 3489995 | 3416262 | 3567732 | 3392212 | 3351714 | 3262881
Oregon | Unaccounted | -101780 | 345746 | -76644 | 125837 | 308366 | 348756 | 587530 | 736638 | 612028 | 718677 | 798396 | 298834 | 403867 | 428790 | 642354 | 776114 | . | . | . | . | . | . | . | . | . | . | . | . | . | . | . | . | .
Oregon | Net interstate exports | 1625210 | 3515910 | 9348495 | 8485921 | 11865841 | 10130375 | 10078200 | 8968283 | 9178840 | 8446112 | 10750238 | 9070780 | 5542405 | 5007823 | 4620019 | 2427616 | 0 | 0 | 2591680 | 0 | 0 | 0 | 0 | 3702055 | 0 | 0 | 0 | 0 | 0 | 0 | 0 | 0 | 3077931
Oregon | Total disposition | 61317617 | 61016874 | 63624782 | 62258378 | 64657755 | 63843319 | 61138392 | 60236219 | 60481310 | 60271024 | 61854493 | 60400762 | 55561686 | 57451993 | 59314983 | 56518971 | 53956329 | 52182644 | 53903961 | 50326152 | 50381856 | 50792546 | 56453453 | 57325666 | 52505943 | 54416931 | 54377217 | 51469529 | 50437007 | 50224399 | 48287422 | 48890532 | 51224696
Oregon | Net interstate trade | 1625210 | 3515910 | 9348495 | 8485921 | 11865841 | 10130375 | 10078200 | 8968283 | 9178840 | 8446112 | 10750238 | 9070780 | 5542405 | 5007823 | 4620019 | 2427616 | -159486 | -2336153 | 2591680 | -1075634 | -1805454 | -5589859 | -4483116 | 3702055 | -653056 | -1231575 | -591722 | -5376212 | -10929832 | -7233331 | -5071569 | -122678 | 3077931
Oregon | Net trade index (ratio) | 1.03 | 1.06 | 1.17 | 1.16 | 1.22 | 1.19 | 1.2 | 1.17 | 1.18 | 1.16 | 1.21 | 1.18 | 1.11 | 1.1 | 1.08 | 1.04 | 1 | 0.96 | 1.05 | 0.98 | 0.96 | 0.89 | 0.92 | 1.07 | 0.99 | 0.98 | 0.99 | 0.9 | 0.78 | 0.86 | 0.89 | 1 | 1.06
Oregon | Facility Direct Sales are electricity sales from non utility power producers which reported electricity sales to an ultimate customer. Net Interstate Trade = Total Supply - (Total Electric Industry Sales + Direct Use + Total International Exports (if applies) + Estimated Losses). Net Trade Index is the sum of Total Supply / (Total Disposition - Net Interstate Trade). A negative Net Interstate Trade value indicates a net import of electric power. Notes: Totals may not equal sum of components because of independent rounding. Estimated Losses are reported at the utility level, and then allocated to States based on the utility`s salesto ultimate customers by State. Reported losses may include electricity unaccounted for by the utility. Direct use is commercial or industrial use of electricity that (1) is self-generated (2) is produced by either the same entity that consumes the power or an affiliate,and (3) is used in direct support of a service or industrial process located within the same facility or group of facilities that houses the generating equipment. Direct use is exclusive of station use. Beginning with publication year 2010, Total disposition has been reorganized to include Net Interstate Trade. Therefore, Total Disposition equals Total Supply. Sources: U.S. Energy Information Administration, Form EIA-923, Power Plant Operations Report and predecessor forms. U.S. Energy Information Administration,Form EIA-860, Annual Electric Generator Report. U.S. Energy Information Administration, Form EIA-861, Annual Electric Power Industry Report. Form EIA-111, Quarterly Imports and Exports Report.
Maryland
Maryland | megawatthours
Maryland | Category | Year 2022 | Year 2021 | Year 2020 | Year 2019 | Year 2018 | Year 2017 | Year 2016 | Year 2015 | Year 2014 | Year 2013 | Year 2012 | Year 2011 | Year 2010 | Year 2009 | Year 2008 | Year 2007 | Year 2006 | Year 2005 | Year 2004 | Year 2003 | Year 2002 | Year 2001 | Year 2000 | Year 1999 | Year 1998 | Year 1997 | Year 1996 | Year 1995 | Year 1994 | Year 1993 | Year 1992 | Year 1991 | Year 1990
Maryland | Supply
Maryland | Generation
Maryland | ..Electric utilities | 3940554 | 3470291 | 3030281 | 3358939 | 3796556 | 256006 | 7296 | 19408 | 20260 | 30205 | 8955 | 7872 | 2996 | 2294 | 5856 | 23712 | 11941 | 44235 | 30023 | 51722 | 30734 | 88150 | 31783195 | 49323828 | 48513503 | 44552905 | 44380543 | 44658945 | 43765565 | 43488284 | 39586558 | 38215120 | 31497406
Maryland | ..Independent power producers | 30868129 | 32118982 | 30097918 | 32577622 | 36246768 | 30784587 | 33584415 | 32629965 | 34354775 | 33231034 | 35174054 | 39090434 | 40878753 | 40492074 | 43748221 | 46274482 | 45406488 | 48780210 | 48456631 | 48824270 | 44828480 | 46079379 | 15800863 | 341187 | 305063 | 289901 | 276544 | 166856 | 20192 | 18435 | 19857 | 19857 | 19857
Maryland | ..Combined heat and power, electric | 2013193 | 2351130 | 1918934 | 2204097 | 2682824 | 2237527 | 2857542 | 2936736 | 2694499 | 1823517 | 1846834 | 1869224 | 2236734 | 2795440 | 3086107 | 3274842 | 2901687 | 3195788 | 2926029 | 2812949 | 2835393 | 2807724 | 3050295 | 1527960 | 1404885 | 1376564 | 1135731 | 1070587 | 1066554 | 1017379 | 1122296 | 1191769 | 1227013
Maryland | Electric power sector generation subtotal | 36821876 | 37940403 | 35047133 | 38140658 | 42726148 | 33278120 | 36449253 | 35586109 | 37069534 | 35084756 | 37029843 | 40967530 | 43118484 | 43289809 | 46840184 | 49573036 | 48320116 | 52020233 | 51412683 | 51688941 | 47694607 | 48975253 | 50634353 | 51192975 | 50223452 | 46219370 | 45792817 | 45896388 | 44852311 | 44524099 | 40728711 | 39426746 | 32744277
Maryland | ..Combined heat and power, commercial | 266927 | 247188 | 935450 | 1038871 | 839887 | 542814 | 449117 | 503791 | 414491 | 443515 | 235266 | 236330 | 39980 | 31890 | 40212 | 27881 | 32118 | 53861 | 49417 | 30899 | 9504 | 30087 | 24230 | 24883 | 29566 | 30063 | 31517 | 30118 | 26377 | 27480 | 34470 | 16393 | 70618
Maryland | ..Combined heat and power, industrial | 50563 | 48123 | 46563 | 146067 | 243613 | 283146 | 268318 | 275644 | 349628 | 322541 | 544635 | 614207 | 448800 | 453133 | 480557 | 597006 | 604646 | 587506 | 590670 | 524397 | 574977 | 57000 | 486797 | 467759 | 399999 | 457962 | 450282 | 439139 | 460929 | 426310 | 414177 | 407743 | 347398
Maryland | Industrial and commercial generation subtotal | 317490 | 295310 | 982013 | 1184938 | 1083500 | 825960 | 717434 | 779434 | 764119 | 766056 | 779901 | 850538 | 488780 | 485023 | 520769 | 624887 | 636764 | 641367 | 640087 | 555297 | 584481 | 87087 | 511027 | 492643 | 429565 | 488026 | 481799 | 469257 | 487307 | 453789 | 448648 | 424137 | 418016
Maryland | Total net generation | 37139365 | 38235713 | 36029146 | 39325595 | 43809648 | 34104080 | 37166687 | 36365544 | 37833652 | 35850812 | 37809744 | 41818068 | 43607264 | 43774832 | 47360953 | 50197924 | 48956880 | 52661600 | 52052770 | 52244237 | 48279088 | 49062340 | 51145380 | 51685618 | 50653017 | 46707396 | 46274617 | 46365645 | 45339618 | 44977888 | 41177358 | 39850883 | 33162292
Maryland | Total international imports | 0 | 0 | 0 | 0 | 16210 | 4224 | 116281 | 191659 | 181263 | 299623 | 0 | 204031 | 110803 | 0 | 0 | 0 | 0 | 0 | 0 | 0 | 0 | 37200 | 0 | 0 | 0 | 0 | 0 | 0 | 0 | 0 | 0 | 0 | 0
Maryland | Net interstate imports | 25917994 | 24392022 | 25608189 | 25996344 | 22906163 | 29423793 | 28813627 | 30058875 | 28524191 | 30881323 | 29116759 | 26806150 | 27224218 | 24447713 | 22029904 | 21556056 | 21334789 | 23535283 | 23044978 | 27095484 | 27834212 | 19118581 | 16882238 | 14748689 | 13945102 | 16353088 | 17749735 | 16847818 | 16068045 | 15719053 | 16201806 | 17392660 | 22330094
Maryland | Total supply | 63057359 | 62627735 | 61637335 | 65321939 | 66732021 | 63532097 | 66096595 | 66616078 | 66539106 | 67031758 | 66926503 | 68828249 | 70942285 | 68222545 | 69390857 | 71753980 | 70291669 | 76196883 | 75097748 | 79339721 | 76113300 | 68218121 | 68027618 | 66434307 | 64598119 | 63060484 | 64024352 | 63213463 | 61407663 | 60696941 | 57379164 | 57243543 | 55492386
Maryland | Disposition
Maryland | Sales to ultimate customers
Maryland | ..Full service providers | 31962785 | 30771800 | 29323992 | 29997242 | 30224830 | 28089949 | 29266915 | 29102052 | 29386791 | 28809703 | 29298603 | 31636835 | 36082473 | 35962461 | 36765861 | 38442080 | 41666356 | 49145460 | 53239637 | 59674515 | 59271452 | 59182756 | 60619909 | 59086225 | 57833638 | 56264488 | 56997520 | 56158045 | 54751623 | 53872404 | 50988788 | 51107809 | 49533730
Maryland | ..Energy-only providers | 27581128 | 28418856 | 28186040 | 30597930 | 31779510 | 31121482 | 32022104 | 32657267 | 32280252 | 33076087 | 32485461 | 31962314 | 29253025 | 26626682 | 26559916 | 26924046 | 21506787 | 19202110 | 13652063 | 11565646 | 9108454 | 2457264 | 57895 | 0 | 0 | 0 | 0 | 0 | 0 | 0 | 0 | 0 | 0
Maryland | ..Facility direct sales | 138806 | 113318 | 119008 | 125486 | 82115 | 92454 | 64892 | 22400 | 16826 | 13688 | 29488 | 562 | . | . | 0 | 24534 | 0 | 17815 | 0 | 18422 | 0 | 0 | 0 | 0 | 0 | 0 | 0 | 0 | 0 | 0 | 0 | 0 | 0
Maryland | Total electric industry sales | 59682719 | 59303974 | 57629040 | 60720658 | 62086455 | 59303885 | 61353911 | 61781719 | 61683869 | 61899478 | 61813552 | 63599711 | 65335498 | 62589143 | 63325777 | 65390660 | 63173143 | 68365385 | 66891700 | 71258583 | 68379906 | 61640020 | 60677804 | 59086225 | 57833638 | 56264488 | 56997520 | 56158045 | 54751623 | 53872404 | 50988788 | 51107809 | 49533730
Maryland | Direct use | 254158 | 154960 | 885261 | 1157180 | 1054698 | 588866 | 778876 | 787357 | 844760 | 872571 | 708468 | 895573 | 997202 | 1084931 | 1204206 | 1182411 | 1323256 | 1094648 | 1198292 | 1197044 | 1182034 | 1156886 | 1423701 | 1091511 | 1065636 | 586429 | 1224920 | 1253763 | 1247185 | 1211666 | 1286031 | 1323795 | 1324282
Maryland | Total international exports | 0 | 0 | 0 | 0 | 455 | 18 | 377 | 2075 | 1047 | 722 | 0 | 0 | 0 | 0 | 0 | 0 | 0 | 0 | 0 | 0 | 0 | 0 | 0 | 0 | 0 | 0 | 0 | 0 | 0 | 0 | 0 | 0 | 0
Maryland | Estimated losses | 3228326 | 2790043 | 3209607 | 3292510 | 3202274 | 3226038 | 3202127 | 3082021 | 3211875 | 3325218 | 3347449 | 3930057 | 4036281 | 3984264 | 4033883 | 4138737 | 4096075 | 4569251 | 4901556 | 5232384 | 5129151 | 4820463 | 4719718 | 4635440 | 4112417 | 4242170 | 4424244 | 4286276 | 4159280 | 4311605 | 4030856 | 3924303 | 3760640
Maryland | Unaccounted | -107843 | 378758 | -86573 | 151592 | 388140 | 413289 | 761304 | 962906 | 797555 | 933770 | 1057034 | 402908 | 573304 | 564207 | 826991 | 1042172 | . | . | . | . | . | . | . | . | . | . | . | . | . | . | . | . | .
Maryland | Net interstate exports | 0 | 0 | 0 | 0 | 0 | 0 | 0 | 0 | 0 | 0 | 0 | 0 | 0 | 0 | 0 | 0 | 0 | 0 | 0 | 0 | 0 | 0 | 0 | 0 | 0 | 0 | 0 | 0 | 0 | 0 | 0 | 0 | 0
Maryland | Total disposition | 63057359 | 62627735 | 61637335 | 65321939 | 66732021 | 63532097 | 66096595 | 66616078 | 66539106 | 67031758 | 66926503 | 68828249 | 70942285 | 68222545 | 69390857 | 71753980 | 70291669 | 76196883 | 75097748 | 79339721 | 76113300 | 68218121 | 68027618 | 66434307 | 64598119 | 63060484 | 64024352 | 63213463 | 61407663 | 60696941 | 57379164 | 57243543 | 55492386
Maryland | Net interstate trade | -25917994 | -24392022 | -25608189 | -25996344 | -22906163 | -29423793 | -28813627 | -30058875 | -28524191 | -30881323 | -29116759 | -26806150 | -27224218 | -24447713 | -22029904 | -21556056 | -21334789 | -23535283 | -23044978 | -27095484 | -27834212 | -19118581 | -16882238 | -14748689 | -13945102 | -16353088 | -17749735 | -16847818 | -16068045 | -15719053 | -16201806 | -17392660 | -22330094
Maryland | Net trade index (ratio) | 0.59 | 0.61 | 0.58 | 0.6 | 0.66 | 0.54 | 0.56 | 0.55 | 0.57 | 0.54 | 0.56 | 0.61 | 0.62 | 0.64 | 0.68 | 0.7 | 0.7 | 0.69 | 0.69 | 0.66 | 0.63 | 0.72 | 0.75 | 0.78 | 0.78 | 0.74 | 0.72 | 0.73 | 0.74 | 0.74 | 0.72 | 0.7 | 0.6
Maryland | Facility Direct Sales are electricity sales from non utility power producers which reported electricity sales to an ultimate customer. Net Interstate Trade = Total Supply - (Total Electric Industry Sales + Direct Use + Total International Exports (if applies) + Estimated Losses). Net Trade Index is the sum of Total Supply / (Total Disposition - Net Interstate Trade). A negative Net Interstate Trade value indicates a net import of electric power. Notes: Totals may not equal sum of components because of independent rounding. Estimated Losses are reported at the utility level, and then allocated to States based on the utility`s salesto ultimate customers by State. Reported losses may include electricity unaccounted for by the utility. Direct use is commercial or industrial use of electricity that (1) is self-generated (2) is produced by either the same entity that consumes the power or an affiliate,and (3) is used in direct support of a service or industrial process located within the same facility or group of facilities that houses the generating equipment. Direct use is exclusive of station use. Beginning with publication year 2010, Total disposition has been reorganized to include Net Interstate Trade. Therefore, Total Disposition equals Total Supply. Sources: U.S. Energy Information Administration, Form EIA-923, Power Plant Operations Report and predecessor forms. U.S. Energy Information Administration,Form EIA-860, Annual Electric Generator Report. U.S. Energy Information Administration, Form EIA-861, Annual Electric Power Industry Report. Form EIA-111, Quarterly Imports and Exports Report.
Massachusetts
Massachusetts | megawatthours
Massachusetts | Category | Year 2022 | Year 2021 | Year 2020 | Year 2019 | Year 2018 | Year 2017 | Year 2016 | Year 2015 | Year 2014 | Year 2013 | Year 2012 | Year 2011 | Year 2010 | Year 2009 | Year 2008 | Year 2007 | Year 2006 | Year 2005 | Year 2004 | Year 2003 | Year 2002 | Year 2001 | Year 2000 | Year 1999 | Year 1998 | Year 1997 | Year 1996 | Year 1995 | Year 1994 | Year 1993 | Year 1992 | Year 1991 | Year 1990
Massachusetts | Supply
Massachusetts | Generation
Massachusetts | ..Electric utilities | 529283 | 509606 | 487991 | 407062 | 586513 | 545548 | 468228 | 715117 | 679986 | 611320 | 591343 | 609632 | 802906 | 447912 | 507254 | 493885 | 942917 | 1622208 | 1524169 | 2055622 | 1156651 | 1566491 | 1704653 | 4359511 | 26036881 | 33898697 | 27758877 | 26971667 | 27466049 | 28163544 | 32838301 | 35802358 | 36478610
Massachusetts | ..Independent power producers | 17070181 | 16672006 | 15176758 | 18425259 | 23903563 | 28550114 | 28965856 | 27845467 | 27154376 | 29674084 | 31409340 | 34090820 | 38144942 | 35883397 | 39845907 | 43405931 | 41847076 | 42121854 | 41036127 | 40101716 | 34031265 | 30175749 | 30157682 | 29002645 | 12600181 | 3559542 | 3113851 | 3577177 | 2937976 | 2397608 | 1940521 | 1772224 | 1729309
Massachusetts | ..Combined heat and power, electric | 1541680 | 1494911 | 1758760 | 1813953 | 1772470 | 2292963 | 1763024 | 2808851 | 2532255 | 1897773 | 2911534 | 2692009 | 3191557 | 1917792 | 1443612 | 2399988 | 1938335 | 2895794 | 4053401 | 5378236 | 5852457 | 5768915 | 5981291 | 6332803 | 6295786 | 6646586 | 6139420 | 6240919 | 6648303 | 5618536 | 4422232 | 2573038 | 750576
Massachusetts | Electric power sector generation subtotal | 19141144 | 18676523 | 17423508 | 20646274 | 26262545 | 31388625 | 31197108 | 31369435 | 30366616 | 32183178 | 34912217 | 37392461 | 42139405 | 38249100 | 41796774 | 46299804 | 44728328 | 46639856 | 46613697 | 47535574 | 41040374 | 37511155 | 37843626 | 39694959 | 44932848 | 44104826 | 37012149 | 36789762 | 37052328 | 36179688 | 39201054 | 40147619 | 38958495
Massachusetts | ..Combined heat and power, commercial | 1690310 | 597797 | 576163 | 605667 | 641553 | 547791 | 531615 | 535128 | 600219 | 526844 | 469212 | 490071 | 496596 | 524889 | 489445 | 502938 | 573881 | 589666 | 572564 | 514326 | 574899 | 558200 | 426204 | 427603 | 358603 | 347403 | 437431 | 376752 | 314438 | 295085 | 317653 | 325856 | 305856
Massachusetts | ..Combined heat and power, industrial | 194707 | 203027 | 214503 | 263695 | 268784 | 267700 | 226298 | 181406 | 151756 | 174999 | 196993 | 172288 | 168823 | 192662 | 219260 | 273233 | 295567 | 285921 | 314221 | 335124 | 412546 | 409079 | 428050 | 452833 | 392163 | 513101 | 504439 | 487968 | 572296 | 604433 | 568948 | 546313 | 546661
Massachusetts | Industrial and commercial generation subtotal | 1885017 | 800824 | 790666 | 869362 | 910337 | 815490 | 757913 | 716534 | 751975 | 701843 | 666205 | 662360 | 665419 | 717551 | 708705 | 776171 | 869448 | 875587 | 886785 | 849450 | 987445 | 967279 | 854254 | 880435 | 750766 | 860504 | 941869 | 864720 | 886734 | 899519 | 886601 | 872169 | 852517
Massachusetts | Total net generation | 21026161 | 19477347 | 18214175 | 21515636 | 27172882 | 32204115 | 31955022 | 32085969 | 31118591 | 32885021 | 35578421 | 38054821 | 42804824 | 38966651 | 42505478 | 47075975 | 45597775 | 47515443 | 47500483 | 48385024 | 42027818 | 38478433 | 38697880 | 40575395 | 45683614 | 44965330 | 37954018 | 37654482 | 37939062 | 37079207 | 40087655 | 41019789 | 39811013
Massachusetts | Total international imports | 0 | 0 | 0 | 12118 | 980269 | 144332 | 1011666 | 1338101 | 1422472 | 1247468 | 1073224 | 4436435 | 3714165 | 4911406 | 4177025 | 934812 | 696515 | 2576734 | 512147 | 274260 | 497377 | 1136866 | 2143094 | 1934370 | 1765571 | 1863013 | 1591142 | 1790365 | 1533335 | 1839654 | 1659529 | 2280689 | 1921479
Massachusetts | Net interstate imports | 33461440 | 34760276 | 35167629 | 33472275 | 29018363 | 24436850 | 25125287 | 25967155 | 26575138 | 26060514 | 23801184 | 17462834 | 15563226 | 15428615 | 14772984 | 14607639 | 15965226 | 14023770 | 14798145 | 13213701 | 17818231 | 18484438 | 17566900 | 13045490 | 6850456 | 6837557 | 13579111 | 12908785 | 12222262 | 12098282 | 8890379 | 6874189 | 9175323
Massachusetts | Total supply | 54487601 | 54237623 | 53381804 | 55000029 | 57171514 | 56785297 | 58091975 | 59391225 | 59116201 | 60193003 | 60452829 | 59954090 | 62082215 | 59306672 | 61455487 | 62618426 | 62259516 | 64115947 | 62810775 | 61872985 | 60343426 | 58099737 | 58407874 | 55555255 | 54299641 | 53665900 | 53124271 | 52353632 | 51694659 | 51017143 | 50637563 | 50174667 | 50907815
Massachusetts | Disposition
Massachusetts | Sales to ultimate customers
Massachusetts | ..Full service providers | 17625109 | 17784051 | 19254072 | 20475404 | 20997459 | 21419339 | 22330919 | 26017777 | 29314394 | 29469135 | 29537183 | 30286691 | 31512202 | 29424777 | 31679706 | 32995741 | 34794615 | 41356510 | 43286873 | 45457440 | 43879763 | 48988912 | 48862334 | 47820780 | 48607144 | 47659344 | 47293773 | 46510284 | 46091354 | 45280748 | 44998082 | 44796787 | 45441672
Massachusetts | ..Energy-only providers | 32964888 | 32623011 | 30622682 | 30410651 | 31815610 | 30615789 | 30676456 | 28219733 | 24783264 | 25486873 | 25468551 | 24981272 | 25300480 | 24625087 | 23890979 | 23841208 | 21055475 | 15853967 | 12326389 | 9739244 | 9827774 | 3507163 | 2910779 | 1586664 | 0 | 222511 | 0 | 0 | 0 | 0 | 0 | 0 | 0
Massachusetts | ..Facility direct sales | 393443 | 391326 | 132587 | 450543 | 471960 | 478193 | 468513 | 383578 | 371634 | 309066 | 307590 | 301949 | 310740 | 309334 | 313420 | 301873 | 0 | 17111 | 304326 | 317673 | 503439 | 0 | 0 | 0 | 0 | 0 | 0 | 0 | 0 | 0 | 0 | 0 | 0
Massachusetts | Total electric industry sales | 50983440 | 50798388 | 50009341 | 51336598 | 53285029 | 52513321 | 53475888 | 54621088 | 54469292 | 55265074 | 55313324 | 55569912 | 57123422 | 54359198 | 55884105 | 57138822 | 55850090 | 57227588 | 55917588 | 55514357 | 54210976 | 52496075 | 51773113 | 49407444 | 48607144 | 47881855 | 47293773 | 46510284 | 46091354 | 45280748 | 44998082 | 44796787 | 45441672
Massachusetts | Direct use | 838517 | 724915 | 662356 | 751598 | 804930 | 1049368 | 1160982 | 1186376 | 1103383 | 1123088 | 1117746 | 587603 | 602178 | 658587 | 953240 | 751286 | 911950 | 1163572 | 2455540 | 2452982 | 2422224 | 2370690 | 1183773 | 4302809 | 1851289 | 1065147 | 994377 | 1074511 | 1128044 | 1257816 | 1053704 | 971030 | 956631
Massachusetts | Total international exports | 0 | 0 | 0 | 0 | 122 | 0 | 590 | 7650 | 3041 | 2332 | 80446 | 10669 | 326413 | 338502 | 328490 | 201203 | 116341 | 332489 | 31952 | 61456 | 0 | 0 | 363600 | 21 | 6239 | 0 | 0 | 0 | 0 | 0 | 0 | 0 | 0
Massachusetts | Estimated losses | 2757769 | 2389885 | 2785234 | 2783670 | 2748317 | 2856642 | 2790964 | 2724808 | 2836213 | 2968820 | 2995436 | 3433867 | 3528957 | 3460367 | 3559845 | 3616457 | 3621257 | 3824848 | 4097417 | 4076315 | 4066345 | 4105375 | 4027082 | 3876119 | 3456342 | 3610145 | 3671022 | 3549908 | 3501391 | 3623984 | 3557268 | 3439712 | 3449968
Massachusetts | Unaccounted | -92124 | 324435 | -75127 | 128164 | 333117 | 365966 | 663551 | 851303 | 704273 | 833688 | 945878 | 352039 | 501245 | 490019 | 729808 | 910658 | . | . | . | . | . | . | . | . | . | . | . | . | . | . | . | . | .
Massachusetts | Net interstate exports | 0 | 0 | 0 | 0 | 0 | 0 | 0 | 0 | 0 | 0 | 0 | 0 | 0 | 0 | 0 | 0 | 0 | 0 | 0 | 0 | 0 | 0 | 0 | 0 | 0 | 0 | 0 | 0 | 0 | 0 | 0 | 0 | 0
Massachusetts | Total disposition | 54487601 | 54237623 | 53381804 | 55000029 | 57171514 | 56785297 | 58091975 | 59391225 | 59116201 | 60193003 | 60452829 | 59954090 | 62082215 | 59306672 | 61455487 | 62618426 | 62259516 | 64115947 | 62810775 | 61872985 | 60343426 | 58099737 | 58407874 | 55555255 | 54299641 | 53665900 | 53124271 | 52353632 | 51694659 | 51017143 | 50637563 | 50174667 | 50907815
Massachusetts | Net interstate trade | -33461440 | -34760276 | -35167629 | -33472275 | -29018363 | -24436850 | -25125287 | -25967155 | -26575138 | -26060514 | -23801184 | -17462834 | -15563226 | -15428615 | -14772984 | -14607639 | -15965226 | -14023770 | -14798145 | -13213701 | -17818231 | -18484438 | -17566900 | -13045490 | -6850456 | -6837557 | -13579111 | -12908785 | -12222262 | -12098282 | -8890379 | -6874189 | -9175323
Massachusetts | Net trade index (ratio) | 0.39 | 0.36 | 0.34 | 0.39 | 0.49 | 0.57 | 0.57 | 0.56 | 0.55 | 0.57 | 0.61 | 0.71 | 0.75 | 0.74 | 0.76 | 0.77 | 0.74 | 0.78 | 0.76 | 0.79 | 0.7 | 0.68 | 0.7 | 0.77 | 0.87 | 0.87 | 0.74 | 0.75 | 0.76 | 0.76 | 0.82 | 0.86 | 0.82
Massachusetts | Facility Direct Sales are electricity sales from non utility power producers which reported electricity sales to an ultimate customer. Net Interstate Trade = Total Supply - (Total Electric Industry Sales + Direct Use + Total International Exports (if applies) + Estimated Losses). Net Trade Index is the sum of Total Supply / (Total Disposition - Net Interstate Trade). A negative Net Interstate Trade value indicates a net import of electric power. Notes: Totals may not equal sum of components because of independent rounding. Estimated Losses are reported at the utility level, and then allocated to States based on the utility`s salesto ultimate customers by State. Reported losses may include electricity unaccounted for by the utility. Direct use is commercial or industrial use of electricity that (1) is self-generated (2) is produced by either the same entity that consumes the power or an affiliate,and (3) is used in direct support of a service or industrial process located within the same facility or group of facilities that houses the generating equipment. Direct use is exclusive of station use. Beginning with publication year 2010, Total disposition has been reorganized to include Net Interstate Trade. Therefore, Total Disposition equals Total Supply. Sources: U.S. Energy Information Administration, Form EIA-923, Power Plant Operations Report and predecessor forms. U.S. Energy Information Administration,Form EIA-860, Annual Electric Generator Report. U.S. Energy Information Administration, Form EIA-861, Annual Electric Power Industry Report. Form EIA-111, Quarterly Imports and Exports Report.
Michigan
Michigan | megawatthours
Michigan | Category | Year 2022 | Year 2021 | Year 2020 | Year 2019 | Year 2018 | Year 2017 | Year 2016 | Year 2015 | Year 2014 | Year 2013 | Year 2012 | Year 2011 | Year 2010 | Year 2009 | Year 2008 | Year 2007 | Year 2006 | Year 2005 | Year 2004 | Year 2003 | Year 2002 | Year 2001 | Year 2000 | Year 1999 | Year 1998 | Year 1997 | Year 1996 | Year 1995 | Year 1994 | Year 1993 | Year 1992 | Year 1991 | Year 1990
Michigan | Supply
Michigan | Generation
Michigan | ..Electric utilities | 81577914 | 81451708 | 69820694 | 78881960 | 81450131 | 79938707 | 78006408 | 85370227 | 84075322 | 83171310 | 80474999 | 87609471 | 89666874 | 82787341 | 94503953 | 96785842 | 97373706 | 104830689 | 99608512 | 96634055 | 100451718 | 97067330 | 89572141 | 87874695 | 85146307 | 89564616 | 95155261 | 92478772 | 83720636 | 92250107 | 82679444 | 94567383 | 89058681
Michigan | ..Independent power producers | 19758870 | 19924161 | 18626790 | 19735665 | 17612759 | 17593600 | 17619977 | 14418920 | 12787845 | 12560766 | 14300177 | 12184173 | 12569865 | 10449447 | 10953505 | 11027611 | 3859411 | 4337023 | 2560189 | 2302109 | 5030864 | 2399126 | 1751367 | 1723457 | 1746821 | 1679487 | 1777210 | 1456350 | 1343056 | 1185746 | 868192 | 693687 | 638996
Michigan | ..Combined heat and power, electric | 14048436 | 12062068 | 16361003 | 15951611 | 14582738 | 12629847 | 14326924 | 10925817 | 7631138 | 7312667 | 11051885 | 7347404 | 7474970 | 6203600 | 7349933 | 9327166 | 9077221 | 10161162 | 13904316 | 9917144 | 10137521 | 10501594 | 10476171 | 11079892 | 11014262 | 12287614 | 12044779 | 9611129 | 9221499 | 8905594 | 7907290 | 6702210 | 6353648
Michigan | Electric power sector generation subtotal | 115385220 | 113437937 | 104808487 | 114569235 | 113645628 | 110162154 | 109953309 | 110714964 | 104494305 | 103044743 | 105827061 | 107141047 | 109711709 | 99440389 | 112807391 | 117140618 | 110310338 | 119328874 | 116073017 | 108853308 | 115620103 | 109968049 | 101799678 | 100678044 | 97907390 | 103531717 | 108977250 | 103546251 | 94285190 | 102341447 | 91454926 | 101963280 | 96051325
Michigan | ..Combined heat and power, commercial | 749820 | 676502 | 662180 | 728986 | 867486 | 831057 | 881083 | 1012742 | 971778 | 861283 | 967956 | 788951 | 624181 | 603624 | 535131 | 627216 | 515407 | 534676 | 536342 | 503966 | 477004 | 239307 | 622156 | 683703 | 638193 | 635704 | 625592 | 562902 | 471502 | 452436 | 331497 | 578313 | 411321
Michigan | ..Combined heat and power, industrial | 1362012 | 1398691 | 1154054 | 1403267 | 1323981 | 1320290 | 1287397 | 1280344 | 1350907 | 1511775 | 1363033 | 1239509 | 1215481 | 1158593 | 1647284 | 1542101 | 1730994 | 1756221 | 1877911 | 1989785 | 1791980 | 1638255 | 1787762 | 1877968 | 1931810 | 2803340 | 2915466 | 3335459 | 3550695 | 3574668 | 3535515 | 3436529 | 3597089
Michigan | Industrial and commercial generation subtotal | 2111832 | 2075193 | 1816234 | 2132253 | 2191467 | 2151347 | 2168481 | 2293086 | 2322686 | 2373058 | 2330989 | 2028459 | 1839663 | 1762216 | 2182415 | 2169318 | 2246400 | 2290897 | 2414252 | 2493752 | 2268984 | 1877562 | 2409918 | 2561671 | 2570003 | 3439043 | 3541058 | 3898362 | 4022196 | 4027104 | 3867012 | 4014843 | 4008411
Michigan | Total net generation | 117497052 | 115513130 | 106624721 | 116701488 | 115837095 | 112313501 | 112121790 | 113008050 | 106816991 | 105417801 | 108158050 | 109169507 | 111551371 | 101202605 | 114989806 | 119309936 | 112556738 | 121619771 | 118487269 | 111347060 | 117889087 | 111845612 | 104209596 | 103239715 | 100477393 | 106970760 | 112518308 | 107444613 | 98307387 | 106368552 | 95321938 | 105978123 | 100059735
Michigan | Total international imports | 5237898 | 5282204 | 5790141 | 6047749 | 6540049 | 5734967 | 7837006 | 8481253 | 6175525 | 6032954 | 4572066 | 4525243 | 6117627 | 7576434 | 6305172 | 1681860 | 357046 | 1681055 | 2054387 | 1253352 | 240232 | 74012 | 1328760 | 889216 | 2027472 | 3384292 | 2125829 | 5800588 | 6910227 | 2419866 | 83476 | 107629 | 39599
Michigan | Net interstate imports | 0 | 0 | 0 | 0 | 0 | 0 | 0 | 0 | 0 | 1251369 | 2227684 | 899647 | 0 | 204074 | 0 | 1857500 | 9749351 | 4207616 | 4401794 | 13442948 | 2644718 | 3595157 | 13581288 | 13892710 | 13319056 | 806667 | 0 | 0 | 0 | 0 | 0 | 0 | 3135880
Michigan | Total supply | 122734950 | 120795334 | 112414862 | 122749237 | 122377144 | 118048468 | 119958796 | 121489303 | 112992516 | 112702124 | 114957800 | 114594397 | 117668998 | 108983113 | 121294978 | 122849296 | 122663135 | 127508442 | 124943450 | 126043360 | 120774037 | 115514781 | 119119644 | 118021641 | 115823921 | 111161719 | 114644137 | 113245201 | 105217614 | 108788418 | 95405414 | 106085752 | 103235214
Michigan | Disposition
Michigan | Sales to ultimate customers
Michigan | ..Full service providers | 91351256 | 90795892 | 88672937 | 91921848 | 95568004 | 92588972 | 94935158 | 92569534 | 91446084 | 92605231 | 95173582 | 95230803 | 94564763 | 93654152 | 102320575 | 104526113 | 101899292 | 98602601 | 92097202 | 96659455 | 100213318 | 101776743 | 104370569 | 103479677 | 100506195 | 97390660 | 96301566 | 94701134 | 91159987 | 87588602 | 83840225 | 84518543 | 82366869
Michigan | ..Energy-only providers | 8873152 | 8639559 | 7945332 | 8911569 | 8870771 | 8906962 | 9116127 | 9305012 | 11451880 | 9992639 | 9198981 | 9361428 | 9083972 | 4046710 | 2999260 | 4292693 | 5619061 | 11333864 | 13991287 | 10112012 | 4500202 | 632604 | 401647 | 501329 | 0 | 0 | 0 | 0 | 0 | 0 | 0 | 0 | 0
Michigan | ..Facility direct sales | 414854 | 377830 | 393637 | 415876 | 430721 | 403159 | 416528 | 605375 | 416134 | 440435 | 445628 | 461327 | 484 | 420152 | 461436 | 477943 | 499344 | 508098 | 517551 | 2105726 | 1565547 | 0 | 0 | 0 | 0 | 0 | 0 | 0 | 0 | 0 | 0 | 0 | 0
Michigan | Total electric industry sales | 100639262 | 99813281 | 97011906 | 101249293 | 104869496 | 101899093 | 104467813 | 102479921 | 103314098 | 103038305 | 104818191 | 105053558 | 103649219 | 98121014 | 105781271 | 109296749 | 108017697 | 110444563 | 106606040 | 108877193 | 106279067 | 102409347 | 104772216 | 103981006 | 100506195 | 97390660 | 96301566 | 94701134 | 91159987 | 87588602 | 83840225 | 84518543 | 82366869
Michigan | Direct use | 2536443 | 2380982 | 2142041 | 2340308 | 2528022 | 2399105 | 2412215 | 2090106 | 2333108 | 2359430 | 2368855 | 1927006 | 1899233 | 1792173 | 2144060 | 2005136 | 2353796 | 2584479 | 2922287 | 2919243 | 2882639 | 2821309 | 2887280 | 2973171 | 2872197 | 4098164 | 4026079 | 4436534 | 4541485 | 4557801 | 4466876 | 4371282 | 4347354
Michigan | Total international exports | 3492772 | 3093884 | 4083510 | 3402327 | 53295 | 29468 | 30268 | 190098 | 331263 | 214848 | 302005 | 456671 | 2553774 | 1939287 | 4000591 | 2887818 | 2473613 | 4411246 | 5258329 | 4817768 | 2474343 | 2175612 | 1656102 | 1108301 | 3561049 | 2004494 | 219123 | 40982 | 1172 | 28736 | 314833 | 553719 | 10957882
Michigan | Estimated losses | 5443725 | 4695863 | 5403007 | 5490130 | 5408922 | 5543151 | 5452288 | 5112277 | 5379559 | 5535180 | 5676320 | 6491641 | 6403217 | 6246131 | 6738319 | 6917662 | 7003745 | 7381644 | 7811664 | 7994648 | 7971953 | 8008765 | 8149525 | 8157531 | 7146765 | 7342958 | 7475091 | 7228086 | 6925090 | 7010035 | 6627887 | 6489739 | 6253358
Michigan | Unaccounted | -181850 | 637479 | -145736 | 252773 | 655603 | 710136 | 1296279 | 1597213 | 1335822 | 1554360 | 1792429 | 665520 | 909497 | 884508 | 1381430 | 1741932 | . | . | . | . | . | . | . | . | . | . | . | . | . | . | . | . | .
Michigan | Net interstate exports | 10804598 | 10173844 | 3920134 | 10014406 | 8861806 | 7467515 | 6299933 | 10019688 | 298666 | 0 | 0 | 0 | 2254058 | 0 | 1249307 | 0 | 0 | 0 | 0 | 0 | 0 | 0 | 0 | 0 | 0 | 0 | 6249131 | 6602996 | 2971852 | 10072794 | 740387 | 10864462 | 0
Michigan | Total disposition | 122734950 | 120795334 | 112414862 | 122749237 | 122377144 | 118048468 | 119958796 | 121489303 | 112992516 | 112702124 | 114957800 | 114594397 | 117668998 | 108983113 | 121294978 | 122849296 | 122663135 | 127508442 | 124943450 | 126043360 | 120774037 | 115514781 | 119119644 | 118021641 | 115823921 | 111161719 | 114644137 | 113245201 | 105217614 | 108788418 | 95405414 | 106085752 | 103235214
Michigan | Net interstate trade | 10804598 | 10173844 | 3920134 | 10014406 | 8861806 | 7467515 | 6299933 | 10019688 | 298666 | -1251369 | -2227684 | -899647 | 2254058 | -204074 | 1249307 | -1857500 | -9749351 | -4207616 | -4401794 | -13442948 | -2644718 | -3595157 | -13581288 | -13892710 | -13319056 | -806667 | 6249131 | 6602996 | 2971852 | 10072794 | 740387 | 10864462 | -3135880
Michigan | Net trade index (ratio) | 1.1 | 1.09 | 1.04 | 1.09 | 1.08 | 1.07 | 1.06 | 1.09 | 1 | 0.99 | 0.98 | 0.99 | 1.02 | 1 | 1.01 | 0.98 | 0.92 | 0.97 | 0.96 | 0.89 | 0.98 | 0.97 | 0.89 | 0.88 | 0.89 | 0.99 | 1.06 | 1.06 | 1.03 | 1.1 | 1.01 | 1.11 | 0.97
Michigan | Facility Direct Sales are electricity sales from non utility power producers which reported electricity sales to an ultimate customer. Net Interstate Trade = Total Supply - (Total Electric Industry Sales + Direct Use + Total International Exports (if applies) + Estimated Losses). Net Trade Index is the sum of Total Supply / (Total Disposition - Net Interstate Trade). A negative Net Interstate Trade value indicates a net import of electric power. Notes: Totals may not equal sum of components because of independent rounding. Estimated Losses are reported at the utility level, and then allocated to States based on the utility`s salesto ultimate customers by State. Reported losses may include electricity unaccounted for by the utility. Direct use is commercial or industrial use of electricity that (1) is self-generated (2) is produced by either the same entity that consumes the power or an affiliate,and (3) is used in direct support of a service or industrial process located within the same facility or group of facilities that houses the generating equipment. Direct use is exclusive of station use. Beginning with publication year 2010, Total disposition has been reorganized to include Net Interstate Trade. Therefore, Total Disposition equals Total Supply. Sources: U.S. Energy Information Administration, Form EIA-923, Power Plant Operations Report and predecessor forms. U.S. Energy Information Administration,Form EIA-860, Annual Electric Generator Report. U.S. Energy Information Administration, Form EIA-861, Annual Electric Power Industry Report. Form EIA-111, Quarterly Imports and Exports Report.
Minnesota
Minnesota | megawatthours
Minnesota | Category | Year 2022 | Year 2021 | Year 2020 | Year 2019 | Year 2018 | Year 2017 | Year 2016 | Year 2015 | Year 2014 | Year 2013 | Year 2012 | Year 2011 | Year 2010 | Year 2009 | Year 2008 | Year 2007 | Year 2006 | Year 2005 | Year 2004 | Year 2003 | Year 2002 | Year 2001 | Year 2000 | Year 1999 | Year 1998 | Year 1997 | Year 1996 | Year 1995 | Year 1994 | Year 1993 | Year 1992 | Year 1991 | Year 1990
Minnesota | Supply
Minnesota | Generation
Minnesota | ..Electric utilities | 42147963 | 42497093 | 40271149 | 44812410 | 48577299 | 45689793 | 47984837 | 45816979 | 45963271 | 41155904 | 42338049 | 44310941 | 45428599 | 44442211 | 46758314 | 47793039 | 46710674 | 46791349 | 47232462 | 49576276 | 48568719 | 44798014 | 46615673 | 44153826 | 43976935 | 40302526 | 41791506 | 42502869 | 40917280 | 41254101 | 37783876 | 40427575 | 41549628
Minnesota | ..Independent power producers | 14282750 | 14196983 | 13968407 | 12372476 | 10644276 | 10746352 | 9206952 | 9003450 | 9000946 | 7976975 | 8083809 | 6687174 | 5909307 | 5851191 | 5472490 | 3774180 | 4135917 | 3332250 | 2792249 | 2858498 | 1205777 | 1424006 | 1067259 | 831725 | 505638 | 445402 | 432024 | 398961 | 329811 | 294196 | 315608 | 174474 | 239506
Minnesota | ..Combined heat and power, electric | 994160 | 1193198 | 1083559 | 876863 | 771360 | 632095 | 679202 | 515907 | 435650 | 493800 | 835479 | 385298 | 559934 | 627532 | 783566 | 1142969 | 638659 | 937990 | 308692 | 697304 | 552381 | 510126 | 605049 | 605974 | 650177 | 50352 | 0 | 0 | 0 | 0 | 0 | 0 | 0
Minnesota | Electric power sector generation subtotal | 57424873 | 57887274 | 55323115 | 58061748 | 59992934 | 57068240 | 57870991 | 55336336 | 55399867 | 49626679 | 51257337 | 51383413 | 51897840 | 50920935 | 53014370 | 52710188 | 51485250 | 51061589 | 50333403 | 53132078 | 50326877 | 46732146 | 48287982 | 45591525 | 45132750 | 40798280 | 42223530 | 42901830 | 41247091 | 41548297 | 38099484 | 40602049 | 41789134
Minnesota | ..Combined heat and power, commercial | 335192 | 301166 | 209278 | 190941 | 193037 | 183772 | 204417 | 190619 | 214945 | 183285 | 172657 | 166894 | 142872 | 130034 | 98214 | 97395 | 104022 | 108350 | 107087 | 116934 | 123654 | 136561 | 127160 | 130607 | 123878 | 129405 | 121272 | 92005 | 84744 | 85727 | 101121 | 95958 | 101121
Minnesota | ..Combined heat and power, industrial | 1206826 | 1007329 | 977750 | 1126700 | 1331470 | 1496819 | 1403344 | 1452813 | 1383519 | 1487023 | 1324439 | 1569754 | 1629514 | 1440881 | 1650776 | 1670064 | 1648517 | 1849056 | 1923637 | 1801984 | 2327435 | 1654521 | 3008198 | 2797248 | 2761277 | 2312611 | 1983636 | 2177052 | 2565819 | 2406611 | 2058281 | 1434103 | 1180121
Minnesota | Industrial and commercial generation subtotal | 1542018 | 1308494 | 1187028 | 1317641 | 1524507 | 1680592 | 1607761 | 1643432 | 1598463 | 1670308 | 1497097 | 1736648 | 1772387 | 1570914 | 1748990 | 1767458 | 1752539 | 1957406 | 2030724 | 1918918 | 2451089 | 1791082 | 3135357 | 2927855 | 2885155 | 2442015 | 2104908 | 2269056 | 2650563 | 2492338 | 2159401 | 1530061 | 1281242
Minnesota | Total net generation | 58966891 | 59195769 | 56510143 | 59379390 | 61517441 | 58748831 | 59478753 | 56979768 | 56998330 | 51296988 | 52754433 | 53120061 | 53670227 | 52491849 | 54763360 | 54477646 | 53237789 | 53018995 | 52364127 | 55050995 | 52777966 | 48523228 | 51423339 | 48519380 | 48017905 | 43240296 | 44328439 | 45170886 | 43897654 | 44040634 | 40258885 | 42132110 | 43070375
Minnesota | Total international imports | 5244416 | 2837777 | 2905196 | 7983973 | 4200623 | 7263647 | 8510632 | 8037772 | 7189258 | 8179786 | 6973759 | 7954186 | 7782739 | 8286936 | 8777719 | 10150078 | 11216008 | 10139716 | 6152064 | 3851747 | 6605476 | 8870551 | 8516659 | 7100775 | 8953887 | 10009187 | 9092663 | 8588933 | 7855537 | 6710873 | 5470476 | 3120975 | 1741988
Minnesota | Net interstate imports | 8238006 | 10173176 | 9515783 | 4919181 | 8798333 | 6759806 | 4130058 | 7185111 | 10563296 | 15273728 | 14588588 | 13483638 | 12878512 | 9457250 | 12568565 | 13333968 | 13130798 | 12751842 | 16138192 | 17703983 | 12980751 | 10371899 | 7709793 | 10022208 | 7428906 | 9271152 | 8550150 | 7127095 | 5735100 | 5174183 | 7671345 | 9623560 | 9042789
Minnesota | Total supply | 72449313 | 72206722 | 68931122 | 72282544 | 74516397 | 72772284 | 72119443 | 72202651 | 74750884 | 74750502 | 74316780 | 74557885 | 74331478 | 70236035 | 76109644 | 77961692 | 77584595 | 75910553 | 74654383 | 76606725 | 72364193 | 67765678 | 67649791 | 65642363 | 64400698 | 62520635 | 61971252 | 60886914 | 57488291 | 55925690 | 53400706 | 54876645 | 53855152
Minnesota | Disposition
Minnesota | Sales to ultimate customers
Minnesota | ..Full service providers | 66292476 | 65778780 | 63460564 | 66162260 | 67946831 | 66182020 | 65923426 | 65862865 | 67898619 | 67701977 | 67144577 | 67750904 | 67034729 | 63397981 | 68154845 | 68225067 | 66769931 | 66019053 | 63340315 | 62501531 | 62162361 | 60686852 | 59782089 | 57399085 | 56744047 | 55674293 | 54941699 | 53958771 | 51155105 | 49210670 | 47412154 | 48754597 | 47166915
Minnesota | ..Energy-only providers | 0 | 0 | 0 | 0 | 0 | 0 | 0 | 0 | 0 | 0 | 0 | 0 | 0 | 0 | 0 | 0 | 0 | 0 | 0 | 0 | 0 | 0 | 0 | 0 | 0 | 0 | 0 | 0 | 0 | 0 | 0 | 0 | 0
Minnesota | ..Facility direct sales | 342954 | 810388 | 594042 | 803334 | 761551 | 970560 | 623066 | 716369 | 820748 | 942126 | 843958 | 781804 | 764977 | 606482 | 639293 | 6115 | 0 | 0 | 0 | 585808 | 663691 | 0 | 0 | 0 | 0 | 0 | 0 | 0 | 0 | 0 | 0 | 0 | 0
Minnesota | Total electric industry sales | 66635430 | 66589168 | 64054606 | 66965594 | 68708382 | 67152580 | 66546492 | 66579234 | 68719367 | 68644103 | 67988535 | 68532708 | 67799706 | 64004463 | 68794138 | 68231182 | 66769931 | 66019053 | 63340315 | 63087339 | 62826052 | 60686852 | 59782089 | 57399085 | 56744047 | 55674293 | 54941699 | 53958771 | 51155105 | 49210670 | 47412154 | 48754597 | 47166915
Minnesota | Direct use | 1638331 | 1399578 | 1337630 | 1414542 | 1485718 | 1433344 | 1240242 | 1147220 | 1123692 | 1120909 | 1024472 | 1111847 | 1071880 | 1085600 | 1024850 | 1035562 | 1666353 | 1466608 | 2931271 | 2928218 | 2891501 | 2829982 | 3001076 | 2858845 | 2899574 | 2313512 | 2108810 | 2279616 | 2651372 | 2486625 | 2132519 | 1432665 | 1272998
Minnesota | Total international exports | 691550 | 659904 | 67638 | 104091 | 348942 | 65379 | 33839 | 117170 | 441090 | 262439 | 459296 | 244287 | 676451 | 494647 | 1010032 | 3288985 | 3290575 | 2328373 | 3541895 | 6363046 | 2431052 | 600755 | 624792 | 1103213 | 1017758 | 119906 | 255240 | 147962 | 112872 | 479646 | 45502 | 268655 | 1014279
Minnesota | Estimated losses | 3604408 | 3132786 | 3567474 | 3631135 | 3543817 | 3652995 | 3473133 | 3321348 | 3578213 | 3687536 | 3681848 | 4234885 | 4188514 | 4074359 | 4382220 | 4318520 | 4329287 | 4412432 | 4641325 | 4632385 | 4712559 | 4745922 | 4650046 | 4503081 | 4034939 | 4197671 | 4264668 | 4118416 | 3886066 | 3938510 | 3748110 | 3743612 | 3580950
Minnesota | Unaccounted | -120407 | 425286 | -96226 | 167182 | 429538 | 467987 | 825736 | 1037678 | 888522 | 1035515 | 1162628 | 434159 | 594926 | 576966 | 898404 | 1087444 | . | . | . | . | . | . | . | . | . | . | . | . | . | . | . | . | .
Minnesota | Net interstate exports | 0 | 0 | 0 | 0 | 0 | 0 | 0 | 0 | 0 | 0 | 0 | 0 | 0 | 0 | 0 | 0 | 0 | 0 | 0 | 0 | 0 | 0 | 0 | 0 | 0 | 0 | 0 | 0 | 0 | 0 | 0 | 0 | 0
Minnesota | Total disposition | 72449313 | 72206722 | 68931122 | 72282544 | 74516397 | 72772284 | 72119443 | 72202651 | 74750884 | 74750502 | 74316780 | 74557885 | 74331478 | 70236035 | 76109644 | 77961692 | 77584595 | 75910553 | 74654383 | 76606725 | 72364193 | 67765678 | 67649791 | 65642363 | 64400698 | 62520635 | 61971252 | 60886914 | 57488291 | 55925690 | 53400706 | 54876645 | 53855152
Minnesota | Net interstate trade | -8238006 | -10173176 | -9515783 | -4919181 | -8798333 | -6759806 | -4130058 | -7185111 | -10563296 | -15273728 | -14588588 | -13483638 | -12878512 | -9457250 | -12568565 | -13333968 | -13130798 | -12751842 | -16138192 | -17703983 | -12980751 | -10371899 | -7709793 | -10022208 | -7428906 | -9271152 | -8550150 | -7127095 | -5735100 | -5174183 | -7671345 | -9623560 | -9042789
Minnesota | Net trade index (ratio) | 0.89 | 0.86 | 0.86 | 0.93 | 0.88 | 0.91 | 0.94 | 0.9 | 0.86 | 0.8 | 0.8 | 0.82 | 0.83 | 0.87 | 0.83 | 0.83 | 0.83 | 0.83 | 0.78 | 0.77 | 0.82 | 0.85 | 0.89 | 0.85 | 0.88 | 0.85 | 0.86 | 0.88 | 0.9 | 0.91 | 0.86 | 0.82 | 0.83
Minnesota | Facility Direct Sales are electricity sales from non utility power producers which reported electricity sales to an ultimate customer. Net Interstate Trade = Total Supply - (Total Electric Industry Sales + Direct Use + Total International Exports (if applies) + Estimated Losses). Net Trade Index is the sum of Total Supply / (Total Disposition - Net Interstate Trade). A negative Net Interstate Trade value indicates a net import of electric power. Notes: Totals may not equal sum of components because of independent rounding. Estimated Losses are reported at the utility level, and then allocated to States based on the utility`s salesto ultimate customers by State. Reported losses may include electricity unaccounted for by the utility. Direct use is commercial or industrial use of electricity that (1) is self-generated (2) is produced by either the same entity that consumes the power or an affiliate,and (3) is used in direct support of a service or industrial process located within the same facility or group of facilities that houses the generating equipment. Direct use is exclusive of station use. Beginning with publication year 2010, Total disposition has been reorganized to include Net Interstate Trade. Therefore, Total Disposition equals Total Supply. Sources: U.S. Energy Information Administration, Form EIA-923, Power Plant Operations Report and predecessor forms. U.S. Energy Information Administration,Form EIA-860, Annual Electric Generator Report. U.S. Energy Information Administration, Form EIA-861, Annual Electric Power Industry Report. Form EIA-111, Quarterly Imports and Exports Report.
Mississippi
Mississippi | megawatthours
Mississippi | Category | Year 2022 | Year 2021 | Year 2020 | Year 2019 | Year 2018 | Year 2017 | Year 2016 | Year 2015 | Year 2014 | Year 2013 | Year 2012 | Year 2011 | Year 2010 | Year 2009 | Year 2008 | Year 2007 | Year 2006 | Year 2005 | Year 2004 | Year 2003 | Year 2002 | Year 2001 | Year 2000 | Year 1999 | Year 1998 | Year 1997 | Year 1996 | Year 1995 | Year 1994 | Year 1993 | Year 1992 | Year 1991 | Year 1990
Mississippi | Supply
Mississippi | Generation
Mississippi | ..Electric utilities | 62601372 | 62629589 | 61840507 | 61365560 | 53310877 | 51510004 | 54759578 | 56272953 | 47084382 | 45413403 | 41844010 | 41831306 | 40841436 | 34759024 | 33796221 | 34426533 | 34158706 | 30619168 | 32838145 | 31358938 | 35099283 | 47550273 | 33896003 | 32212133 | 31991676 | 31227619 | 28838302 | 26395165 | 26222313 | 23234028 | 20487946 | 23305127 | 22923971
Mississippi | ..Independent power producers | 3389005 | 3195788 | 2767113 | 2702100 | 8248126 | 6291252 | 6184892 | 6564984 | 6190824 | 4579927 | 9738615 | 7884188 | 11778569 | 12129173 | 12652637 | 13717712 | 10182120 | 12703664 | 9060330 | 7307774 | 5027769 | 2277372 | 1403816 | 256653 | 4059 | 4904 | 3509 | 3002 | 2697 | 3279 | 0 | 0 | 0
Mississippi | ..Combined heat and power, electric | 0 | 0 | 0 | 0 | 0 | 0 | 0 | 0 | 0 | 0 | 0 | 0 | 0 | 0 | 0 | 0 | 0 | 0 | 0 | 0 | 1365736 | 1439576 | 0 | 0 | 0 | 0 | 0 | 0 | 0 | 0 | 0 | 0 | 0
Mississippi | Electric power sector generation subtotal | 65990377 | 65825377 | 64607620 | 64067660 | 61559003 | 57801256 | 60944470 | 62837937 | 53275206 | 49993330 | 51582625 | 49715494 | 52620005 | 46888197 | 46448859 | 48144245 | 44340826 | 43322832 | 41898475 | 38666712 | 41492788 | 51267221 | 35299819 | 32468786 | 31995735 | 31232523 | 28841811 | 26398167 | 26225010 | 23237307 | 20487946 | 23305127 | 22923971
Mississippi | ..Combined heat and power, commercial | 0 | 0 | 0 | 0 | 0 | 5358 | 0 | 7117 | 20988 | 22550 | 21552 | 24073 | 22368 | 24052 | 11918 | 11675 | 6586 | 19394 | 24549 | 26174 | 25798 | 22768 | 25798 | 25084 | 21861 | 24477 | 24355 | 22569 | 22282 | 22829 | 23617 | 0 | 0
Mississippi | ..Combined heat and power, industrial | 1790863 | 1898120 | 1974146 | 1891100 | 1914768 | 1921023 | 1936825 | 1912810 | 1830898 | 2794384 | 2980118 | 1831376 | 1844888 | 1789235 | 1744934 | 1887767 | 1881436 | 1725227 | 1739589 | 1455392 | 1370226 | 2156463 | 2288945 | 2351101 | 2391461 | 2421952 | 2411115 | 2560125 | 2423205 | 2681389 | 2623401 | 2571488 | 2277447
Mississippi | Industrial and commercial generation subtotal | 1790863 | 1898120 | 1974146 | 1891100 | 1914768 | 1926381 | 1936825 | 1919927 | 1851886 | 2816934 | 3001670 | 1855449 | 1867255 | 1813287 | 1756852 | 1899441 | 1888021 | 1744621 | 1764138 | 1481566 | 1396024 | 2179231 | 2314743 | 2376185 | 2413322 | 2446429 | 2435471 | 2582694 | 2445487 | 2704218 | 2647018 | 2571488 | 2277447
Mississippi | Total net generation | 67781240 | 67723497 | 66581766 | 65958760 | 63473771 | 59727637 | 62881295 | 64757864 | 55127092 | 52810264 | 54584295 | 51570943 | 54487260 | 48701484 | 48205711 | 50043686 | 46228847 | 45067453 | 43662613 | 40148278 | 42888812 | 53446452 | 37614562 | 34844971 | 34409057 | 33678952 | 31277282 | 28980862 | 28670497 | 25941525 | 23134964 | 25876615 | 25201418
Mississippi | Total international imports | 0 | 0 | 0 | 0 | . | 0 | . | 0 | 0 | 0 | 0 | 0 | 0 | 0 | 0 | 0 | 0 | 0 | 0 | 0 | 0 | 0 | 0 | 0 | 0 | 0 | 0 | 0 | 0 | 0 | 0 | 0 | 0
Mississippi | Net interstate imports | 0 | 0 | 0 | 0 | 0 | 0 | 0 | 0 | 0 | 1097948 | 0 | 2882995 | 503319 | 2575483 | 5054916 | 3894890 | 5997499 | 6092172 | 8018602 | 10562162 | 7704961 | 0 | 13214383 | 14605799 | 13075003 | 11253984 | 13231391 | 13646931 | 12410270 | 13211682 | 14274106 | 11108581 | 10791733
Mississippi | Total supply | 67781240 | 67723497 | 66581766 | 65958760 | 63473771 | 59727637 | 62881295 | 64757864 | 55127092 | 53908212 | 54584295 | 54453938 | 54990579 | 51276967 | 53260627 | 53938576 | 52226346 | 51159625 | 51681215 | 50710440 | 50593773 | 53446452 | 50828945 | 49450770 | 47484060 | 44932936 | 44508673 | 42627793 | 41080767 | 39153207 | 37409070 | 36985196 | 35993151
Mississippi | Disposition
Mississippi | Sales to ultimate customers
Mississippi | ..Full service providers | 48978030 | 48015364 | 46482040 | 48945701 | 50383940 | 47822944 | 49050164 | 48691529 | 49408631 | 48781990 | 48387675 | 49337557 | 49687166 | 46049154 | 47721235 | 48153181 | 46936437 | 45901064 | 46032538 | 45543881 | 45451850 | 44286865 | 45336178 | 43979792 | 42510238 | 40088725 | 39622374 | 37868480 | 36626569 | 34749301 | 33241190 | 33019383 | 32127077
Mississippi | ..Energy-only providers | 0 | 0 | 0 | 0 | 0 | 0 | 0 | 0 | 0 | 0 | 0 | 0 | 0 | 0 | 0 | 0 | 0 | 0 | 0 | 0 | 0 | 0 | 0 | 0 | 0 | 0 | 0 | 0 | 0 | 0 | 0 | 0 | 0
Mississippi | ..Facility direct sales | 1503 | . | . | 5325 | 6128 | 5843 | . | . | . | . | . | . | . | . | 0 | 0 | 0 | 0 | 0 | 0 | 0 | 0 | 0 | 0 | 0 | 0 | 0 | 0 | 0 | 0 | 0 | 0 | 0
Mississippi | Total electric industry sales | 48979533 | 48015364 | 46482040 | 48951026 | 50390068 | 47828787 | 49050164 | 48691529 | 49408631 | 48781990 | 48387675 | 49337557 | 49687166 | 46049154 | 47721235 | 48153181 | 46936437 | 45901064 | 46032538 | 45543881 | 45451850 | 44286865 | 45336178 | 43979792 | 42510238 | 40088725 | 39622374 | 37868480 | 36626569 | 34749301 | 33241190 | 33019383 | 32127077
Mississippi | Direct use | 1575629 | 1812368 | 1890489 | 1802863 | 1842491 | 1848406 | 1858114 | 1847958 | 1763652 | 1769782 | 1880883 | 1755077 | 1797858 | 1881334 | 1876320 | 1970213 | 1963919 | 1166405 | 2385239 | 2382755 | 2352877 | 2302818 | 2329385 | 2381026 | 2417381 | 2444783 | 2385205 | 2554001 | 2413746 | 2656643 | 2633837 | 2539517 | 2205496
Mississippi | Total international exports | 0 | 0 | 0 | 0 | . | 0 | . | 0 | 0 | 0 | 0 | 0 | 0 | 0 | 0 | 0 | 0 | 0 | 0 | 0 | 0 | 0 | 0 | 0 | 0 | 0 | 0 | 0 | 0 | 0 | 0 | 0 | 0
Mississippi | Estimated losses | 2649375 | 2258954 | 2588783 | 2654315 | 2599001 | 2601811 | 2559981 | 2429009 | 2572704 | 2620551 | 2620384 | 3048747 | 3069562 | 2931371 | 3039866 | 3047734 | 3043306 | 3067831 | 3373080 | 3344202 | 3409326 | 3463386 | 3526396 | 3450308 | 3022805 | 3022568 | 3075555 | 2890321 | 2782386 | 2781113 | 2627842 | 2535386 | 2439113
Mississippi | Unaccounted | -88503 | 306661 | -69828 | 122208 | 315019 | 333319 | 608635 | 758887 | 638840 | 735889 | 827447 | 312556 | 435993 | 415108 | 623206 | 767448 | . | . | . | . | . | . | . | . | . | . | . | . | . | . | . | . | .
Mississippi | Net interstate exports | 14665206 | 15330151 | 15690282 | 12428348 | 8327192 | 7115313 | 8804401 | 11030481 | 743265 | 0 | 867906 | 0 | 0 | 0 | 0 | 0 | 0 | 0 | 0 | 0 | 0 | 4431908 | 0 | 0 | 0 | 0 | 0 | 0 | 0 | 0 | 0 | 0 | 0
Mississippi | Total disposition | 67781240 | 67723497 | 66581766 | 65958760 | 63473771 | 59727637 | 62881295 | 64757864 | 55127092 | 53908212 | 54584295 | 54453938 | 54990579 | 51276967 | 53260627 | 53938576 | 52226346 | 51159625 | 51681215 | 50710440 | 50593773 | 53446452 | 50828945 | 49450770 | 47484060 | 44932936 | 44508673 | 42627793 | 41080767 | 39153207 | 37409070 | 36985196 | 35993151
Mississippi | Net interstate trade | 14665206 | 15330151 | 15690282 | 12428348 | 8327192 | 7115313 | 8804401 | 11030481 | 743265 | -1097948 | 867906 | -2882995 | -503319 | -2575483 | -5054916 | -3894890 | -5997499 | -6092172 | -8018602 | -10562162 | -7704961 | 4431908 | -13214383 | -14605799 | -13075003 | -11253984 | -13231391 | -13646931 | -12410270 | -13211682 | -14274106 | -11108581 | -10791733
Mississippi | Net trade index (ratio) | 1.28 | 1.29 | 1.31 | 1.23 | 1.15 | 1.14 | 1.16 | 1.21 | 1.01 | 0.98 | 1.02 | 0.95 | 0.99 | 0.95 | 0.91 | 0.93 | 0.89 | 0.88 | 0.84 | 0.79 | 0.85 | 1.09 | 0.74 | 0.7 | 0.72 | 0.75 | 0.7 | 0.68 | 0.7 | 0.66 | 0.62 | 0.7 | 0.7
Mississippi | Facility Direct Sales are electricity sales from non utility power producers which reported electricity sales to an ultimate customer. Net Interstate Trade = Total Supply - (Total Electric Industry Sales + Direct Use + Total International Exports (if applies) + Estimated Losses). Net Trade Index is the sum of Total Supply / (Total Disposition - Net Interstate Trade). A negative Net Interstate Trade value indicates a net import of electric power. Notes: Totals may not equal sum of components because of independent rounding. Estimated Losses are reported at the utility level, and then allocated to States based on the utility`s salesto ultimate customers by State. Reported losses may include electricity unaccounted for by the utility. Direct use is commercial or industrial use of electricity that (1) is self-generated (2) is produced by either the same entity that consumes the power or an affiliate,and (3) is used in direct support of a service or industrial process located within the same facility or group of facilities that houses the generating equipment. Direct use is exclusive of station use. Beginning with publication year 2010, Total disposition has been reorganized to include Net Interstate Trade. Therefore, Total Disposition equals Total Supply. Sources: U.S. Energy Information Administration, Form EIA-923, Power Plant Operations Report and predecessor forms. U.S. Energy Information Administration,Form EIA-860, Annual Electric Generator Report. U.S. Energy Information Administration, Form EIA-861, Annual Electric Power Industry Report. Form EIA-111, Quarterly Imports and Exports Report.
Missouri
Missouri | megawatthours
Missouri | Category | Year 2022 | Year 2021 | Year 2020 | Year 2019 | Year 2018 | Year 2017 | Year 2016 | Year 2015 | Year 2014 | Year 2013 | Year 2012 | Year 2011 | Year 2010 | Year 2009 | Year 2008 | Year 2007 | Year 2006 | Year 2005 | Year 2004 | Year 2003 | Year 2002 | Year 2001 | Year 2000 | Year 1999 | Year 1998 | Year 1997 | Year 1996 | Year 1995 | Year 1994 | Year 1993 | Year 1992 | Year 1991 | Year 1990
Missouri | Supply
Missouri | Generation
Missouri | ..Electric utilities | 72498149 | 70529142 | 66734468 | 72581295 | 79780367 | 81060603 | 75449280 | 80878917 | 85271253 | 89217205 | 88747138 | 92620740 | 90176805 | 86704766 | 89178555 | 89925724 | 91118304 | 90159045 | 86419717 | 86102107 | 79796801 | 78990878 | 76283550 | 73504882 | 74894188 | 71073239 | 67827241 | 65400254 | 61519090 | 53202268 | 56627107 | 60120689 | 59010858
Missouri | ..Independent power producers | 6539502 | 6138746 | 5581061 | 5410192 | 5013733 | 3263785 | 2859905 | 2514338 | 2294366 | 2127559 | 2796677 | 1997909 | 1842611 | 1382896 | 1422675 | 819998 | 164770 | 319094 | 828119 | 783437 | 1038781 | 226090 | 0 | 0 | 0 | 0 | 0 | 0 | 0 | 0 | 0 | 0 | 0
Missouri | ..Combined heat and power, electric | 75543 | 35308 | 38710 | 61404 | 84107 | 61601 | 56361 | 39631 | 52280 | 58545 | 49454 | 40925 | 54513 | 41372 | 126817 | 44941 | 30407 | 5236 | 46230 | 0 | 0 | 0 | 0 | 0 | 0 | 0 | 0 | 0 | 0 | 0 | 0 | 0 | 0
Missouri | Electric power sector generation subtotal | 79113194 | 76703196 | 72354239 | 78052891 | 84878207 | 84385990 | 78365546 | 83432886 | 87617899 | 91403309 | 91593269 | 94659574 | 92073929 | 88129034 | 90728047 | 90790663 | 91313481 | 90483375 | 87294066 | 86885544 | 80835582 | 79216968 | 76283550 | 73504882 | 74894188 | 71073239 | 67827241 | 65400254 | 61519090 | 53202268 | 56627107 | 60120689 | 59010858
Missouri | ..Combined heat and power, commercial | 200342 | 194533 | 173687 | 191502 | 174501 | 174556 | 198724 | 163979 | 165276 | 165911 | 159504 | 145672 | 124625 | 104410 | 151060 | 194007 | 200749 | 162746 | 155288 | 134075 | 140367 | 137462 | 145284 | 141028 | 116623 | 117933 | 120278 | 140040 | 156960 | 149194 | 127583 | 144693 | 157956
Missouri | ..Combined heat and power, industrial | 47495 | 43681 | 39954 | 34358 | 42676 | 46185 | 47243 | 43202 | 51293 | 57373 | 51548 | 71150 | 114435 | 120828 | 149688 | 168412 | 172114 | 182109 | 183557 | 205468 | 186249 | 190445 | 165105 | 169800 | 176535 | 183014 | 175009 | 180664 | 201628 | 201506 | 196983 | 209343 | 184016
Missouri | Industrial and commercial generation subtotal | 247837 | 238214 | 213641 | 225860 | 217177 | 220741 | 245967 | 207181 | 216569 | 223284 | 211052 | 216822 | 239060 | 225238 | 300748 | 362418 | 372862 | 344855 | 338844 | 339543 | 326616 | 327907 | 310389 | 310828 | 293159 | 300947 | 295286 | 320703 | 358588 | 350700 | 324566 | 354036 | 341972
Missouri | Total net generation | 79361031 | 76941410 | 72567879 | 78278751 | 85095384 | 84606731 | 78611513 | 83640067 | 87834468 | 91626593 | 91804321 | 94876397 | 92312989 | 88354272 | 91028795 | 91153081 | 91686343 | 90828230 | 87632910 | 87225087 | 81162198 | 79544875 | 76593939 | 73815710 | 75187347 | 71374186 | 68122527 | 65720957 | 61877678 | 53552968 | 56951673 | 60474725 | 59352830
Missouri | Total international imports | 0 | 0 | 0 | 0 | . | 0 | . | 0 | 0 | 1787 | 11573 | 11641 | 3622 | 669248 | 208971 | 834 | 2975 | 12308 | 0 | 0 | 136 | 0 | 0 | 3559 | 599 | 1160 | 0 | 450 | 0 | 0 | 0 | 0 | 0
Missouri | Net interstate imports | 5441425 | 5266398 | 7529348 | 5329883 | 1982510 | 0 | 5398905 | 3468206 | 1772795 | 0 | 0 | 0 | 100799 | 0 | 0 | 1294914 | 0 | 0 | 0 | 0 | 2341873 | 1480366 | 4846461 | 3811422 | 1893028 | 2272656 | 4713691 | 4358395 | 5070808 | 12494360 | 4277395 | 2823115 | 1057567
Missouri | Total supply | 84802456 | 82207808 | 80097227 | 83608634 | 87077894 | 84606731 | 84010418 | 87108273 | 89607263 | 91628380 | 91815894 | 94888038 | 92417410 | 89023520 | 91237766 | 92448829 | 91689318 | 90840538 | 87632910 | 87225087 | 83504207 | 81025241 | 81440400 | 77630691 | 77080974 | 73648002 | 72836218 | 70079802 | 66948486 | 66047328 | 61229068 | 63297840 | 60410397
Missouri | Disposition
Missouri | Sales to ultimate customers
Missouri | ..Full service providers | 80306260 | 77763041 | 75725712 | 78857775 | 82055835 | 76461419 | 78618056 | 81504081 | 83878397 | 83406957 | 82435359 | 84254841 | 86085117 | 79878114 | 84275150 | 85512809 | 81995540 | 80920922 | 74034612 | 74219824 | 75000629 | 73213157 | 72642699 | 68975652 | 68985563 | 65672525 | 64843243 | 62258967 | 59692758 | 58622069 | 54410855 | 56514156 | 53924637
Missouri | ..Energy-only providers | 0 | 0 | 0 | 0 | 0 | 0 | 0 | 0 | 0 | 0 | 0 | 0 | 0 | 0 | 0 | 0 | 0 | 0 | 0 | 0 | 0 | 0 | 0 | 69318 | 24373 | 38806 | 0 | 0 | 0 | 0 | 0 | 0 | 0
Missouri | ..Facility direct sales | . | . | . | . | . | . | . | . | . | . | . | . | 0 | 19186 | 106526 | 20041 | 19690 | 19572 | 19684 | 20064 | 20013 | 0 | 0 | 0 | 0 | 0 | 0 | 0 | 0 | 0 | 0 | 0 | 0
Missouri | Total electric industry sales | 80306260 | 77763041 | 75725712 | 78857775 | 82055835 | 76461419 | 78618056 | 81504081 | 83878397 | 83406957 | 82435359 | 84254841 | 86085117 | 79897300 | 84381676 | 85532850 | 82015230 | 80940494 | 74054296 | 74239888 | 75020642 | 73213157 | 72642699 | 69044970 | 69009936 | 65711331 | 64843243 | 62258967 | 59692758 | 58622069 | 54410855 | 56514156 | 53924637
Missouri | Direct use | 297422 | 289639 | 267786 | 278013 | 276831 | 287574 | 313675 | 268017 | 276799 | 282997 | 229605 | 232858 | 256411 | 245721 | 310758 | 138902 | 160160 | 292893 | 305146 | 304828 | 301006 | 294602 | 308583 | 310124 | 293159 | 300947 | 295286 | 320703 | 358588 | 348607 | 322032 | 353331 | 337933
Missouri | Total international exports | 0 | 0 | 0 | 0 | . | 0 | . | 0 | 0 | 0 | 1197 | 201 | 2360 | 10786 | 15400 | 300 | 10 | 2087 | 6276 | 208 | 136 | 0 | 0 | 122 | 314 | 0 | 0 | 0 | 0 | 0 | 0 | 0 | 0
Missouri | Estimated losses | 4343883 | 3658477 | 4217488 | 4275975 | 4232247 | 4159381 | 4103161 | 4065884 | 4367543 | 4480592 | 4464201 | 5206413 | 5318146 | 5086056 | 5375154 | 5413586 | 5317775 | 5409718 | 5426402 | 5451296 | 5627270 | 5725522 | 5650386 | 5416725 | 4907137 | 4954434 | 5033242 | 4751930 | 4534640 | 4691738 | 4301384 | 4339428 | 4094002
Missouri | Unaccounted | -145109 | 496651 | -113759 | 196872 | 512981 | 532860 | 975525 | 1270291 | 1084524 | 1258216 | 1409674 | 533759 | 755377 | 720231 | 1101966 | 1363191 | . | . | . | . | . | . | . | . | . | . | . | . | . | . | . | . | .
Missouri | Net interstate exports | 0 | 0 | 0 | 0 | 0 | 3165496 | 0 | 0 | 0 | 2199618 | 3275857 | 4659966 | 0 | 3063425 | 52812 | 0 | 433931 | 626940 | 4488629 | 4566697 | 0 | 0 | 0 | 0 | 0 | 0 | 0 | 0 | 0 | 0 | 0 | 0 | 0
Missouri | Total disposition | 84802456 | 82207808 | 80097227 | 83608634 | 87077894 | 84606731 | 84010418 | 87108273 | 89607263 | 91628380 | 91815894 | 94888038 | 92417410 | 89023520 | 91237766 | 92448829 | 91689318 | 90840538 | 87632910 | 87225087 | 83504207 | 81025241 | 81440400 | 77630691 | 77080974 | 73648002 | 72836218 | 70079802 | 66948486 | 66047328 | 61229068 | 63297840 | 60410397
Missouri | Net interstate trade | -5441425 | -5266398 | -7529348 | -5329883 | -1982510 | 3165496 | -5398905 | -3468206 | -1772795 | 2199618 | 3275857 | 4659966 | -100799 | 3063425 | 52812 | -1294914 | 433931 | 626940 | 4488629 | 4566697 | -2341873 | -1480366 | -4846461 | -3811422 | -1893028 | -2272656 | -4713691 | -4358395 | -5070808 | -12494360 | -4277395 | -2823115 | -1057567
Missouri | Net trade index (ratio) | 0.94 | 0.94 | 0.91 | 0.94 | 0.98 | 1.04 | 0.94 | 0.96 | 0.98 | 1.02 | 1.04 | 1.05 | 1 | 1.04 | 1 | 0.99 | 1 | 1.01 | 1.05 | 1.06 | 0.97 | 0.98 | 0.94 | 0.95 | 0.98 | 0.97 | 0.94 | 0.94 | 0.92 | 0.81 | 0.93 | 0.96 | 0.98
Missouri | Facility Direct Sales are electricity sales from non utility power producers which reported electricity sales to an ultimate customer. Net Interstate Trade = Total Supply - (Total Electric Industry Sales + Direct Use + Total International Exports (if applies) + Estimated Losses). Net Trade Index is the sum of Total Supply / (Total Disposition - Net Interstate Trade). A negative Net Interstate Trade value indicates a net import of electric power. Notes: Totals may not equal sum of components because of independent rounding. Estimated Losses are reported at the utility level, and then allocated to States based on the utility`s salesto ultimate customers by State. Reported losses may include electricity unaccounted for by the utility. Direct use is commercial or industrial use of electricity that (1) is self-generated (2) is produced by either the same entity that consumes the power or an affiliate,and (3) is used in direct support of a service or industrial process located within the same facility or group of facilities that houses the generating equipment. Direct use is exclusive of station use. Beginning with publication year 2010, Total disposition has been reorganized to include Net Interstate Trade. Therefore, Total Disposition equals Total Supply. Sources: U.S. Energy Information Administration, Form EIA-923, Power Plant Operations Report and predecessor forms. U.S. Energy Information Administration,Form EIA-860, Annual Electric Generator Report. U.S. Energy Information Administration, Form EIA-861, Annual Electric Power Industry Report. Form EIA-111, Quarterly Imports and Exports Report.
Pennsylvania
Pennsylvania | megawatthours
Pennsylvania | Category | Year 2022 | Year 2021 | Year 2020 | Year 2019 | Year 2018 | Year 2017 | Year 2016 | Year 2015 | Year 2014 | Year 2013 | Year 2012 | Year 2011 | Year 2010 | Year 2009 | Year 2008 | Year 2007 | Year 2006 | Year 2005 | Year 2004 | Year 2003 | Year 2002 | Year 2001 | Year 2000 | Year 1999 | Year 1998 | Year 1997 | Year 1996 | Year 1995 | Year 1994 | Year 1993 | Year 1992 | Year 1991 | Year 1990
Pennsylvania | Supply
Pennsylvania | Generation
Pennsylvania | ..Electric utilities | 130000 | 108593 | 91389 | 100130 | 150619 | 102565 | 79998 | 67115 | 90994 | 1105740 | 1037609 | 1760067 | 1086500 | 1159659 | 1224597 | 1077389 | 1311434 | 1058313 | 33900004 | 30099444 | 30537243 | 27633966 | 97075771 | 161595988 | 173903236 | 177166516 | 175022081 | 168941707 | 169029050 | 166200686 | 166034292 | 162366875 | 165682846
Pennsylvania | ..Independent power producers | 226438174 | 230421119 | 219235509 | 218346286 | 203742395 | 200445471 | 202475326 | 202267834 | 208034263 | 212505920 | 208732320 | 211465839 | 213653232 | 205083196 | 209081197 | 212667687 | 205075244 | 205815687 | 170336439 | 165678345 | 164018319 | 158605309 | 93923887 | 21629679 | 5231415 | 4741755 | 5190585 | 4161174 | 3330908 | 2839062 | 1891988 | 1157855 | 784435
Pennsylvania | ..Combined heat and power, electric | 8140168 | 7619317 | 7866814 | 7617983 | 8391946 | 9815315 | 9362626 | 9001364 | 9451338 | 9942781 | 11044872 | 11200087 | 12168048 | 10277785 | 8978185 | 9033246 | 8853567 | 7628602 | 6675843 | 6773553 | 5718126 | 6170755 | 6557648 | 7107445 | 7732456 | 7238719 | 7300615 | 7128726 | 6588009 | 6691738 | 6302005 | 4726397 | 4586829
Pennsylvania | Electric power sector generation subtotal | 234708342 | 238149029 | 227193712 | 226064399 | 212284960 | 210363351 | 211917950 | 211336314 | 217576595 | 223554442 | 220814801 | 224425993 | 226907780 | 216520640 | 219283979 | 222778322 | 215240245 | 214502602 | 210912286 | 202551341 | 200273688 | 192410029 | 197557306 | 190333112 | 186867107 | 189146990 | 187513281 | 180231606 | 178947967 | 175731486 | 174228284 | 168251128 | 171054110
Pennsylvania | ..Combined heat and power, commercial | 598198 | 379231 | 368692 | 398945 | 373025 | 392063 | 262881 | 392125 | 417386 | 354967 | 361657 | 276699 | 256091 | 239448 | 245635 | 384695 | 399631 | 407557 | 414081 | 398926 | 443223 | 404690 | 427992 | 430820 | 433431 | 411496 | 394927 | 384696 | 380927 | 388878 | 400567 | 208107 | 228616
Pennsylvania | ..Combined heat and power, industrial | 3954591 | 2803174 | 2580875 | 2531986 | 2727845 | 2835880 | 2860899 | 2816828 | 3041254 | 2876222 | 2243258 | 2612030 | 2588434 | 2736055 | 2821311 | 2925323 | 3171719 | 3180966 | 3332133 | 3399246 | 3605967 | 3761875 | 3702682 | 3764115 | 3890981 | 3904709 | 3964417 | 4835008 | 4749808 | 5093770 | 4776794 | 4303475 | 4340586
Pennsylvania | Industrial and commercial generation subtotal | 4552788 | 3182405 | 2949567 | 2930931 | 3100870 | 3227943 | 3123780 | 3208954 | 3458639 | 3231189 | 2604915 | 2888729 | 2844526 | 2975504 | 3066946 | 3310018 | 3571350 | 3588524 | 3746215 | 3798172 | 4049190 | 4166564 | 4130674 | 4194934 | 4324413 | 4316205 | 4359344 | 5219704 | 5130734 | 5482648 | 5177360 | 4511581 | 4569202
Pennsylvania | Total net generation | 239261130 | 241331434 | 230143279 | 228995331 | 215385830 | 213591294 | 215041730 | 214545267 | 221035234 | 226785630 | 223419715 | 227314722 | 229752306 | 219496144 | 222350925 | 226088340 | 218811595 | 218091125 | 214658501 | 206349513 | 204322878 | 196576594 | 201687980 | 194528046 | 191191520 | 193463196 | 191872625 | 185451311 | 184078701 | 181214134 | 179405645 | 172762709 | 175623313
Pennsylvania | Total international imports | 0 | 0 | 0 | 0 | 56343 | 33402 | 314066 | 566656 | 577901 | 1141975 | 1360342 | 666640 | 768676 | 616423 | 888943 | 157589 | 31796 | 30410 | 86274 | 17906 | 380 | 0 | 0 | 13350 | 10965 | 113818 | 207183 | 22625 | 141341 | 0 | 0 | 0 | 0
Pennsylvania | Net interstate imports | 0 | 0 | 0 | 0 | 0 | 0 | 0 | 0 | 0 | 0 | 0 | 0 | 0 | 0 | 0 | 0 | 0 | 0 | 0 | 0 | 0 | 0 | 0 | 0 | 0 | 0 | 0 | 0 | 0 | 0 | 0 | 0 | 0
Pennsylvania | Total supply | 239261130 | 241331434 | 230143279 | 228995331 | 215442173 | 213624696 | 215355796 | 215111923 | 221613135 | 227927605 | 224780057 | 227981362 | 230520982 | 220112567 | 223239868 | 226245929 | 218843391 | 218121535 | 214744775 | 206367419 | 204323258 | 196576594 | 201687980 | 194541396 | 191202485 | 193577014 | 192079808 | 185473936 | 184220042 | 181214134 | 179405645 | 172762709 | 175623313
Pennsylvania | Disposition
Pennsylvania | Sales to ultimate customers
Pennsylvania | ..Full service providers | 57907563 | 53960126 | 51023267 | 50523010 | 49808523 | 45472076 | 46927424 | 48033853 | 46484296 | 47573806 | 50475950 | 65055790 | 114787417 | 132726219 | 139119036 | 140610065 | 137244377 | 137220957 | 130848050 | 127963731 | 128687762 | 115912666 | 98141900 | 96023410 | 126258034 | 127875288 | 127623026 | 126250597 | 123045049 | 119981494 | 116287618 | 116336998 | 114750659
Pennsylvania | ..Energy-only providers | 86976698 | 89275268 | 88653782 | 95013802 | 99153941 | 97503675 | 98386172 | 98299562 | 100192943 | 98649283 | 94111543 | 83581670 | 34176551 | 11021219 | 11281553 | 10962885 | 8905981 | 11051983 | 12653443 | 12405397 | 11132108 | 19339373 | 35703426 | 32859903 | 3948377 | 201126 | 0 | 0 | 0 | 0 | 0 | 0 | 0
Pennsylvania | ..Facility direct sales | 160331 | 104760 | 43788 | 43571 | 14267 | 15145 | 14087 | 10613 | 10459 | 30674 | 122234 | 119778 | . | . | 0 | 0 | 0 | 0 | 0 | 0 | 0 | 0 | 0 | 0 | 0 | 0 | 0 | 0 | 0 | 0 | 0 | 0 | 0
Pennsylvania | Total electric industry sales | 145044592 | 143340154 | 139720837 | 145580383 | 148976731 | 142990896 | 145327683 | 146344028 | 146687698 | 146253763 | 144709727 | 148757238 | 148963968 | 143747438 | 150400589 | 151572950 | 146150358 | 148272940 | 143501493 | 140369128 | 139819870 | 135252039 | 133845326 | 128883313 | 130206411 | 128076414 | 127623026 | 126250597 | 123045049 | 119981494 | 116287618 | 116336998 | 114750659
Pennsylvania | Direct use | 6388281 | 5737298 | 5141430 | 4815514 | 5388503 | 5341515 | 5204017 | 4327783 | 4854464 | 4847618 | 3698506 | 2873888 | 2783710 | 2857324 | 4460442 | 2324383 | 2872473 | 3287425 | 4483086 | 4478416 | 4422262 | 4328175 | 4664603 | 4288063 | 4444106 | 4490246 | 4732596 | 4978952 | 4885098 | 4616387 | 4364273 | 3692195 | 3739464
Pennsylvania | Total international exports | 0 | 0 | 0 | 0 | 12341 | 1047 | 4943 | 30907 | 23640 | 33312 | 20874 | 231396 | 347966 | 445954 | 356263 | 95607 | 126611 | 316538 | 262799 | 102811 | 96160 | 0 | 0 | 29760 | 174823 | 500 | 7850 | 6900 | 0 | 0 | 0 | 0 | 0
Pennsylvania | Estimated losses | 7845675 | 6743649 | 7781649 | 7893934 | 7683870 | 7778480 | 7584809 | 7300467 | 7638019 | 7856699 | 7836605 | 9192250 | 9202661 | 9150592 | 9580591 | 9593427 | 9476224 | 9909931 | 10515215 | 10307042 | 10487836 | 10577178 | 10410927 | 10111170 | 9258678 | 9656570 | 9906315 | 9636107 | 9347281 | 9602557 | 9192976 | 8932913 | 8711961
Pennsylvania | Unaccounted | -262088 | 915473 | -209896 | 363447 | 931344 | 996505 | 1803285 | 2280862 | 1896630 | 2206277 | 2474588 | 942386 | 1307124 | 1295806 | 1964127 | 2415714 | . | . | . | . | . | . | . | . | . | . | . | . | . | . | . | . | .
Pennsylvania | Net interstate exports | 80244671 | 84594859 | 77709259 | 70342052 | 52449384 | 56516252 | 55431059 | 54827877 | 60512684 | 66729936 | 66039758 | 65984204 | 67915553 | 62615453 | 56477855 | 60243848 | 56097982 | 52545952 | 53374292 | 49974683 | 48592359 | 46888935 | 51628652 | 49598244 | 45589687 | 50027029 | 48713174 | 43352789 | 46214573 | 46031503 | 48542382 | 42458225 | 47068059
Pennsylvania | Total disposition | 239261130 | 241331434 | 230143279 | 228995331 | 215442173 | 213624696 | 215355796 | 215111923 | 221613135 | 227927605 | 224780057 | 227981362 | 230520982 | 220112567 | 223239868 | 226245929 | 218843391 | 218121535 | 214744775 | 206367419 | 204323258 | 196576594 | 201687980 | 194541396 | 191202485 | 193577014 | 192079808 | 185473936 | 184220042 | 181214134 | 179405645 | 172762709 | 175623313
Pennsylvania | Net interstate trade | 80244671 | 84594859 | 77709259 | 70342052 | 52449384 | 56516252 | 55431059 | 54827877 | 60512684 | 66729936 | 66039758 | 65984204 | 67915553 | 62615453 | 56477855 | 60243848 | 56097982 | 52545952 | 53374292 | 49974683 | 48592359 | 46888935 | 51628652 | 49598244 | 45589687 | 50027029 | 48713174 | 43352789 | 46214573 | 46031503 | 48542382 | 42458225 | 47068059
Pennsylvania | Net trade index (ratio) | 1.5 | 1.54 | 1.51 | 1.44 | 1.32 | 1.36 | 1.35 | 1.34 | 1.38 | 1.41 | 1.42 | 1.41 | 1.42 | 1.4 | 1.34 | 1.36 | 1.34 | 1.32 | 1.33 | 1.32 | 1.31 | 1.31 | 1.34 | 1.34 | 1.31 | 1.35 | 1.34 | 1.31 | 1.33 | 1.34 | 1.37 | 1.33 | 1.37
Pennsylvania | Facility Direct Sales are electricity sales from non utility power producers which reported electricity sales to an ultimate customer. Net Interstate Trade = Total Supply - (Total Electric Industry Sales + Direct Use + Total International Exports (if applies) + Estimated Losses). Net Trade Index is the sum of Total Supply / (Total Disposition - Net Interstate Trade). A negative Net Interstate Trade value indicates a net import of electric power. Notes: Totals may not equal sum of components because of independent rounding. Estimated Losses are reported at the utility level, and then allocated to States based on the utility`s salesto ultimate customers by State. Reported losses may include electricity unaccounted for by the utility. Direct use is commercial or industrial use of electricity that (1) is self-generated (2) is produced by either the same entity that consumes the power or an affiliate,and (3) is used in direct support of a service or industrial process located within the same facility or group of facilities that houses the generating equipment. Direct use is exclusive of station use. Beginning with publication year 2010, Total disposition has been reorganized to include Net Interstate Trade. Therefore, Total Disposition equals Total Supply. Sources: U.S. Energy Information Administration, Form EIA-923, Power Plant Operations Report and predecessor forms. U.S. Energy Information Administration,Form EIA-860, Annual Electric Generator Report. U.S. Energy Information Administration, Form EIA-861, Annual Electric Power Industry Report. Form EIA-111, Quarterly Imports and Exports Report.
Rhode Island
Rhode Island | megawatthours
Rhode Island | Category | Year 2022 | Year 2021 | Year 2020 | Year 2019 | Year 2018 | Year 2017 | Year 2016 | Year 2015 | Year 2014 | Year 2013 | Year 2012 | Year 2011 | Year 2010 | Year 2009 | Year 2008 | Year 2007 | Year 2006 | Year 2005 | Year 2004 | Year 2003 | Year 2002 | Year 2001 | Year 2000 | Year 1999 | Year 1998 | Year 1997 | Year 1996 | Year 1995 | Year 1994 | Year 1993 | Year 1992 | Year 1991 | Year 1990
Rhode Island | Supply
Rhode Island | Generation
Rhode Island | ..Electric utilities | 346 | 2 | 4 | 83 | 44 | 2979 | 12560 | 11539 | 10670 | 10659 | 10552 | 10473 | 10827 | 10612 | 10612 | 11075 | 11008 | 10805 | 12402 | 11771 | 11836 | 0 | 10823 | 9436 | 2061351 | 3562833 | 3301111 | 653076 | 68641 | 53740 | 109308 | 171457 | 591756
Rhode Island | ..Independent power producers | 7609460 | 9111470 | 8695833 | 7421300 | 8170441 | 7410475 | 6494407 | 6854141 | 6203493 | 6182246 | 8246178 | 8664046 | 7696347 | 7633479 | 7323912 | 6988706 | 5875320 | 5957253 | 4891401 | 5557231 | 6927232 | 6990151 | 5406284 | 5843285 | 5028448 | 3551611 | 3963616 | 3309521 | 4191415 | 4037418 | 4314937 | 2403265 | 50168
Rhode Island | ..Combined heat and power, electric | 0 | 0 | 0 | 0 | 0 | 0 | 0 | 0 | 0 | 0 | 0 | 0 | 0 | 0 | 0 | 0 | 17876 | 18456 | 0 | 9295 | 71000 | 459334 | 505560 | 472964 | 518320 | 539135 | 379130 | 447324 | 399567 | 502446 | 291388 | 292461 | 422234
Rhode Island | Electric power sector generation subtotal | 7609806 | 9111472 | 8695837 | 7421383 | 8170485 | 7413454 | 6506967 | 6865680 | 6214163 | 6192905 | 8256730 | 8674519 | 7707174 | 7644091 | 7334524 | 6999781 | 5904204 | 5986514 | 4903803 | 5578297 | 7010068 | 7449485 | 5922667 | 6325685 | 7608119 | 7653579 | 7643857 | 4409921 | 4659623 | 4593604 | 4715633 | 2867183 | 1064158
Rhode Island | ..Combined heat and power, commercial | 58322 | 55609 | 57243 | 57472 | 58571 | 58450 | 57918 | 73339 | 67586 | 53901 | 52306 | 47754 | 31545 | 52733 | 52742 | 49238 | 62059 | 64735 | 33220 | 42845 | 46694 | 50007 | 46566 | 48832 | 51290 | 51372 | 59719 | 56799 | 52086 | 52129 | 50008 | 39071 | 43158
Rhode Island | ..Combined heat and power, industrial | 151322 | 155370 | 141860 | 145548 | 146201 | 143037 | 0 | 0 | 0 | 0 | 0 | 0 | 0 | 0 | 0 | 825 | 1461 | 2045 | 2397 | 2 | 3 | 2402 | 2311 | 2364 | 15102 | 4602 | 16459 | 21492 | 21212 | 19563 | 19563 | 19563 | 0
Rhode Island | Industrial and commercial generation subtotal | 209644 | 210979 | 199103 | 203020 | 204772 | 201487 | 57918 | 73339 | 67586 | 53901 | 52306 | 47754 | 31545 | 52733 | 52742 | 50063 | 63520 | 66780 | 35616 | 42847 | 46697 | 52409 | 48877 | 51196 | 66393 | 55975 | 76178 | 78291 | 73298 | 71692 | 69571 | 58634 | 43158
Rhode Island | Total net generation | 7819451 | 9322451 | 8894940 | 7624403 | 8375257 | 7614941 | 6564885 | 6939019 | 6281748 | 6246807 | 8309036 | 8722273 | 7738719 | 7696824 | 7387266 | 7049844 | 5967725 | 6053294 | 4939420 | 5621145 | 7056765 | 7501894 | 5971544 | 6376881 | 7674512 | 7709554 | 7720035 | 4488212 | 4732921 | 4665296 | 4785204 | 2925818 | 1107316
Rhode Island | Total international imports | 0 | 0 | 0 | 0 | 139484 | 196271 | 142067 | 162651 | 174739 | 152551 | 0 | 608045 | 500124 | 786718 | 654095 | 556271 | 408691 | 407347 | 321929 | 144186 | 325649 | 765675 | 1947179 | 1934370 | 1765571 | 1699344 | 1325287 | 1276159 | 1179296 | 1075758 | 902319 | 537158 | 36686
Rhode Island | Net interstate imports | 347375 | 0 | 0 | 356482 | 0 | 237936 | 1367735 | 1100187 | 1711791 | 1935555 | 5744 | 0 | 207115 | 0 | 488422 | 1237631 | 2390504 | 2563578 | 3613858 | 2953885 | 1033293 | 0 | 628975 | 0 | 0 | 0 | 0 | 1704929 | 1458500 | 1637013 | 1506170 | 3708699 | 6047030
Rhode Island | Total supply | 8166826 | 9322451 | 8894940 | 7980885 | 8514741 | 8049148 | 8074687 | 8201857 | 8168278 | 8334913 | 8314780 | 9330318 | 8445958 | 8483542 | 8529783 | 8843746 | 8766920 | 9024219 | 8875207 | 8719216 | 8415707 | 8267569 | 8547698 | 8311251 | 9440083 | 9408898 | 9045322 | 7469300 | 7370717 | 7378067 | 7193693 | 7171675 | 7191032
Rhode Island | Disposition
Rhode Island | Sales to ultimate customers
Rhode Island | ..Full service providers | 4291533 | 4094803 | 4067070 | 4020565 | 4108150 | 3936206 | 4023584 | 4560273 | 5074465 | 5142158 | 5015643 | 5265323 | 5351848 | 5677262 | 6723283 | 6871049 | 6770572 | 7160386 | 7043336 | 7096649 | 6633124 | 6447652 | 7120315 | 6654512 | 6868343 | 6693261 | 6604198 | 6635677 | 6571846 | 6548438 | 6392560 | 6403046 | 6418978
Rhode Island | ..Energy-only providers | 3246366 | 3264612 | 3251194 | 3326922 | 3473573 | 3447733 | 3500686 | 3104445 | 2568639 | 2638964 | 2692691 | 2467097 | 2447379 | 1940367 | 1095311 | 1141973 | 1028554 | 888726 | 844239 | 699977 | 927575 | 945265 | 181021 | 495561 | 19287 | 51247 | 0 | 0 | 0 | 0 | 0 | 0 | 0
Rhode Island | ..Facility direct sales | 38385 | 38589 | 33277 | 2428 | 1616 | 732 | 0 | . | . | . | . | . | . | . | 0 | 0 | 0 | 0 | 0 | 0 | 0 | 0 | 0 | 0 | 0 | 0 | 0 | 0 | 0 | 0 | 0 | 0 | 0
Rhode Island | Total electric industry sales | 7576284 | 7398004 | 7351541 | 7349915 | 7583339 | 7384671 | 7524270 | 7664718 | 7643104 | 7781122 | 7708334 | 7732420 | 7799227 | 7617629 | 7818594 | 8013022 | 7799126 | 8049112 | 7887575 | 7796626 | 7560699 | 7392917 | 7301336 | 7150073 | 6887630 | 6744508 | 6604198 | 6635677 | 6571846 | 6548438 | 6392560 | 6403046 | 6418978
Rhode Island | Direct use | 194419 | 198196 | 209258 | 214080 | 213519 | 211299 | 64352 | 35320 | 28310 | 18283 | 57194 | 17765 | 53446 | 56778 | 59177 | 57705 | 66119 | 69478 | 65036 | 64968 | 64153 | 62788 | 59263 | 61021 | 74062 | 59934 | 83420 | 94414 | 90364 | 219851 | 120886 | 74056 | 52582
Rhode Island | Total international exports | 0 | 0 | 0 | 0 | 1 | 0 | 1 | 0 | 65 | 128 | 0 | 621 | 43030 | 50790 | 51858 | 138146 | 89064 | 53112 | 20087 | 38473 | 0 | 0 | 362070 | 21 | 6239 | 0 | 0 | 0 | 0 | 0 | 0 | 0 | 0
Rhode Island | Estimated losses | 409812 | 348050 | 409439 | 398541 | 391131 | 401715 | 392700 | 382359 | 397976 | 417999 | 417437 | 477814 | 481819 | 484919 | 498048 | 507164 | 505687 | 537968 | 577970 | 572492 | 567125 | 578152 | 567922 | 560938 | 489764 | 508515 | 512629 | 506470 | 499239 | 524096 | 505356 | 491657 | 487334
Rhode Island | Unaccounted | -13690 | 47249 | -11044 | 18349 | 47408 | 51464 | 93364 | 119459 | 98823 | 117380 | 131815 | 48985 | 68436 | 68669 | 102105 | 127709 | . | . | . | . | . | . | . | . | . | . | . | . | . | . | . | . | .
Rhode Island | Net interstate exports | 0 | 1330952 | 935746 | 0 | 279343 | 0 | 0 | 0 | 0 | 0 | 0 | 1052712 | 0 | 204758 | 0 | 0 | 0 | 0 | 0 | 0 | 0 | 85770 | 0 | 272035 | 1740659 | 1849752 | 1626994 | 0 | 0 | 0 | 0 | 0 | 0
Rhode Island | Total disposition | 8166826 | 9322451 | 8894940 | 7980885 | 8514741 | 8049148 | 8074687 | 8201857 | 8168278 | 8334913 | 8314780 | 9330318 | 8445958 | 8483542 | 8529783 | 8843746 | 8766920 | 9024219 | 8875207 | 8719216 | 8415707 | 8267569 | 8547698 | 8311251 | 9440083 | 9408898 | 9045322 | 7469300 | 7370717 | 7378067 | 7193693 | 7171675 | 7191032
Rhode Island | Net interstate trade | -347375 | 1330952 | 935746 | -356482 | 279343 | -237936 | -1367735 | -1100187 | -1711791 | -1935555 | -5744 | 1052712 | -207115 | 204758 | -488422 | -1237631 | -2390504 | -2563578 | -3613858 | -2953885 | -1033293 | 85770 | -628975 | 272035 | 1740659 | 1849752 | 1626994 | -1704929 | -1458500 | -1637013 | -1506170 | -3708699 | -6047030
Rhode Island | Net trade index (ratio) | 0.96 | 1.17 | 1.12 | 0.96 | 1.03 | 0.97 | 0.83 | 0.87 | 0.79 | 0.77 | 1 | 1.13 | 0.98 | 1.02 | 0.94 | 0.86 | 0.73 | 0.72 | 0.59 | 0.66 | 0.88 | 1.01 | 0.93 | 1.03 | 1.23 | 1.24 | 1.22 | 0.77 | 0.8 | 0.78 | 0.79 | 0.48 | 0.16
Rhode Island | Facility Direct Sales are electricity sales from non utility power producers which reported electricity sales to an ultimate customer. Net Interstate Trade = Total Supply - (Total Electric Industry Sales + Direct Use + Total International Exports (if applies) + Estimated Losses). Net Trade Index is the sum of Total Supply / (Total Disposition - Net Interstate Trade). A negative Net Interstate Trade value indicates a net import of electric power. Notes: Totals may not equal sum of components because of independent rounding. Estimated Losses are reported at the utility level, and then allocated to States based on the utility`s salesto ultimate customers by State. Reported losses may include electricity unaccounted for by the utility. Direct use is commercial or industrial use of electricity that (1) is self-generated (2) is produced by either the same entity that consumes the power or an affiliate,and (3) is used in direct support of a service or industrial process located within the same facility or group of facilities that houses the generating equipment. Direct use is exclusive of station use. Beginning with publication year 2010, Total disposition has been reorganized to include Net Interstate Trade. Therefore, Total Disposition equals Total Supply. Sources: U.S. Energy Information Administration, Form EIA-923, Power Plant Operations Report and predecessor forms. U.S. Energy Information Administration,Form EIA-860, Annual Electric Generator Report. U.S. Energy Information Administration, Form EIA-861, Annual Electric Power Industry Report. Form EIA-111, Quarterly Imports and Exports Report.
South Carolina
South Carolina | megawatthours
South Carolina | Category | Year 2022 | Year 2021 | Year 2020 | Year 2019 | Year 2018 | Year 2017 | Year 2016 | Year 2015 | Year 2014 | Year 2013 | Year 2012 | Year 2011 | Year 2010 | Year 2009 | Year 2008 | Year 2007 | Year 2006 | Year 2005 | Year 2004 | Year 2003 | Year 2002 | Year 2001 | Year 2000 | Year 1999 | Year 1998 | Year 1997 | Year 1996 | Year 1995 | Year 1994 | Year 1993 | Year 1992 | Year 1991 | Year 1990
South Carolina | Supply
South Carolina | Generation
South Carolina | ..Electric utilities | 92254986 | 92973822 | 93610557 | 95689493 | 94057567 | 88079282 | 91590980 | 92411853 | 93547004 | 91795732 | 92821769 | 99328278 | 100610887 | 97336653 | 97921204 | 99997011 | 95872763 | 99104373 | 94406828 | 91544429 | 93689257 | 86734778 | 90421081 | 87347364 | 84396897 | 78374450 | 76325556 | 78439814 | 74193685 | 75588386 | 71478648 | 69837984 | 69259815
South Carolina | ..Independent power producers | 4005833 | 3007498 | 2454541 | 1683807 | 2985409 | 849307 | 1649642 | 1092297 | 726334 | 516429 | 1147096 | 805846 | 1033907 | 429575 | 752524 | 770890 | 729981 | 734879 | 485709 | 278367 | 632868 | 497171 | 179172 | 39575 | 63652 | 54569 | 52165 | 61461 | 64305 | 57585 | 62597 | 37661 | 60392
South Carolina | ..Combined heat and power, electric | 959033 | 820193 | 851720 | 1154384 | 616640 | 2379092 | 1972599 | 1337699 | 983640 | 944382 | 822413 | 785785 | 769683 | 650103 | 505700 | 619373 | 622501 | 595290 | 854836 | 99823 | 415688 | 508632 | 564735 | 627468 | 349393 | 0 | 0 | 0 | 0 | 0 | 0 | 0 | 0
South Carolina | Electric power sector generation subtotal | 97219851 | 96801514 | 96916818 | 98527684 | 97659616 | 91307681 | 95213221 | 94841849 | 95256977 | 93256543 | 94791278 | 100919909 | 102414477 | 98416331 | 99179428 | 101387274 | 97225245 | 100434542 | 95747373 | 91922619 | 94737813 | 87740581 | 91164987 | 88014407 | 84809942 | 78429019 | 76377721 | 78501275 | 74257990 | 75645971 | 71541245 | 69875645 | 69320207
South Carolina | ..Combined heat and power, commercial | 799 | 2208 | 3474 | 2756 | 2602 | 1654 | 2490 | 4059 | 6189 | 8890 | 210 | 58 | 2083 | 40949 | 60298 | 68789 | 83889 | 81898 | 86714 | 55684 | 2222 | 54327 | 67150 | 65164 | 63136 | 67646 | 78342 | 77357 | 75464 | 79918 | 81589 | 76742 | 67043
South Carolina | ..Combined heat and power, industrial | 1488851 | 1586719 | 1608505 | 1577064 | 1701870 | 1771605 | 1770053 | 1686305 | 1895299 | 1984461 | 1964194 | 2052600 | 1736573 | 1668206 | 1738279 | 1946078 | 1958471 | 1998225 | 2105842 | 1794375 | 1823463 | 1364080 | 2114100 | 2153938 | 2373482 | 2331393 | 2312490 | 2335018 | 2609068 | 2448944 | 2547676 | 2227620 | 1975924
South Carolina | Industrial and commercial generation subtotal | 1489650 | 1588927 | 1611979 | 1579820 | 1704472 | 1773258 | 1772543 | 1690364 | 1901488 | 1993351 | 1964404 | 2052658 | 1738656 | 1709155 | 1798577 | 2014867 | 2042360 | 2080123 | 2192556 | 1850059 | 1825685 | 1418407 | 2181250 | 2219102 | 2436618 | 2399040 | 2390831 | 2412374 | 2684532 | 2528862 | 2629265 | 2304362 | 2042967
South Carolina | Total net generation | 98709501 | 98390441 | 98528797 | 100107504 | 99364088 | 93080939 | 96985764 | 96532213 | 97158465 | 95249894 | 96755682 | 102972567 | 104153133 | 100125486 | 100978005 | 103402142 | 99267606 | 102514665 | 97939929 | 93772677 | 96563498 | 89158988 | 93346237 | 90233509 | 87246560 | 80828059 | 78768552 | 80913650 | 76942521 | 78174833 | 74170509 | 72180007 | 71363174
South Carolina | Total international imports | 0 | 0 | 0 | 0 | . | 0 | . | 0 | 0 | 0 | 0 | 0 | 0 | 0 | 0 | 0 | 0 | 0 | 0 | 0 | 0 | 0 | 0 | 0 | 0 | 0 | 0 | 0 | 0 | 0 | 0 | 0 | 0
South Carolina | Net interstate imports | 0 | 0 | 0 | 0 | 0 | 0 | 0 | 0 | 0 | 0 | 0 | 0 | 0 | 0 | 0 | 0 | 0 | 0 | 0 | 0 | 0 | 0 | 0 | 0 | 0 | 0 | 0 | 0 | 0 | 0 | 0 | 0 | 0
South Carolina | Total supply | 98709501 | 98390441 | 98528797 | 100107504 | 99364088 | 93080939 | 96985764 | 96532213 | 97158465 | 95249894 | 96755682 | 102972567 | 104153133 | 100125486 | 100978005 | 103402142 | 99267606 | 102514665 | 97939929 | 93772677 | 96563498 | 89158988 | 93346237 | 90233509 | 87246560 | 80828059 | 78768552 | 80913650 | 76942521 | 78174833 | 74170509 | 72180007 | 71363174
South Carolina | Disposition
South Carolina | Sales to ultimate customers
South Carolina | ..Full service providers | 82758432 | 79792136 | 76737176 | 80205620 | 81641138 | 78096757 | 79577550 | 81328246 | 81619765 | 78602094 | 77780953 | 80488546 | 82479293 | 76417479 | 80640622 | 81948158 | 80877321 | 81254088 | 79908340 | 77054098 | 77819392 | 74832367 | 77011969 | 73303562 | 72453886 | 68534441 | 67086215 | 65074395 | 61857958 | 61532725 | 58400921 | 57069331 | 55651791
South Carolina | ..Energy-only providers | 0 | 0 | 0 | 0 | 0 | 0 | 0 | 0 | 0 | 0 | 0 | 0 | 0 | 0 | 0 | 0 | 0 | 0 | 0 | 0 | 0 | 0 | 0 | 0 | 0 | 0 | 0 | 0 | 0 | 0 | 0 | 0 | 0
South Carolina | ..Facility direct sales | . | . | . | . | . | . | . | . | . | . | . | . | . | 0 | 9950 | 0 | 0 | 0 | 0 | 0 | 0 | 0 | 0 | 0 | 0 | 0 | 0 | 0 | 0 | 0 | 0 | 0 | 0
South Carolina | Total electric industry sales | 82758432 | 79792136 | 76737176 | 80205620 | 81641138 | 78096757 | 79577550 | 81328246 | 81619765 | 78602094 | 77780953 | 80488546 | 82479293 | 76417479 | 80650572 | 81948158 | 80877321 | 81254088 | 79908340 | 77054098 | 77819392 | 74832367 | 77011969 | 73303562 | 72453886 | 68534441 | 67086215 | 65074395 | 61857958 | 61532725 | 58400921 | 57069331 | 55651791
South Carolina | Direct use | 2568082 | 2449830 | 2161982 | 2119968 | 2275751 | 2884649 | 2452584 | 2311716 | 2369701 | 2270508 | 2307431 | 2423171 | 2106674 | 1901942 | 1977788 | 1769634 | 1619838 | 1598662 | 2043966 | 2041837 | 2016234 | 1973337 | 1926648 | 1972255 | 2209065 | 2116820 | 2093418 | 2103273 | 2367664 | 2207518 | 2295353 | 2064577 | 1787189
South Carolina | Total international exports | 0 | 0 | 0 | 0 | . | 0 | . | 0 | 0 | 0 | 0 | 0 | 0 | 0 | 0 | 0 | 0 | 0 | 0 | 0 | 0 | 0 | 0 | 0 | 0 | 0 | 0 | 0 | 0 | 0 | 0 | 0 | 0
South Carolina | Estimated losses | 4476525 | 3753939 | 4273821 | 4349060 | 4210858 | 4248341 | 4153238 | 4057112 | 4249936 | 4222476 | 4212147 | 4973680 | 5095386 | 4864540 | 5137481 | 5186702 | 5243994 | 5430677 | 5855363 | 5657938 | 5837203 | 5852150 | 5990243 | 5750820 | 5152029 | 5167287 | 5207346 | 4966819 | 4699122 | 4924689 | 4616813 | 4382057 | 4225128
South Carolina | Unaccounted | -149540 | 509610 | -115279 | 200237 | 510388 | 544257 | 987431 | 1267551 | 1055320 | 1185734 | 1330082 | 509900 | 723736 | 688862 | 1053240 | 1306060 | . | . | . | . | . | . | . | . | . | . | . | . | . | . | . | . | .
South Carolina | Net interstate exports | 9056002 | 11884926 | 15471097 | 13232619 | 10725952 | 7306935 | 9814960 | 7567588 | 7863742 | 8969082 | 11125069 | 14577271 | 13748043 | 16252663 | 12158923 | 13191588 | 9276877 | 11952335 | 8228091 | 7979448 | 9942487 | 6340091 | 7005809 | 7813160 | 6317267 | 4014178 | 3411082 | 7662981 | 7563656 | 8846330 | 8449438 | 8258649 | 9016456
South Carolina | Total disposition | 98709501 | 98390441 | 98528797 | 100107504 | 99364088 | 93080939 | 96985764 | 96532213 | 97158465 | 95249894 | 96755682 | 102972567 | 104153133 | 100125486 | 100978005 | 103402142 | 99267606 | 102514665 | 97939929 | 93772677 | 96563498 | 89158988 | 93346237 | 90233509 | 87246560 | 80828059 | 78768552 | 80913650 | 76942521 | 78174833 | 74170509 | 72180007 | 71363174
South Carolina | Net interstate trade | 9056002 | 11884926 | 15471097 | 13232619 | 10725952 | 7306935 | 9814960 | 7567588 | 7863742 | 8969082 | 11125069 | 14577271 | 13748043 | 16252663 | 12158923 | 13191588 | 9276877 | 11952335 | 8228091 | 7979448 | 9942487 | 6340091 | 7005809 | 7813160 | 6317267 | 4014178 | 3411082 | 7662981 | 7563656 | 8846330 | 8449438 | 8258649 | 9016456
South Carolina | Net trade index (ratio) | 1.1 | 1.14 | 1.19 | 1.15 | 1.12 | 1.09 | 1.11 | 1.09 | 1.09 | 1.1 | 1.13 | 1.16 | 1.15 | 1.19 | 1.14 | 1.15 | 1.1 | 1.13 | 1.09 | 1.09 | 1.11 | 1.08 | 1.08 | 1.09 | 1.08 | 1.05 | 1.05 | 1.1 | 1.11 | 1.13 | 1.13 | 1.13 | 1.14
South Carolina | Facility Direct Sales are electricity sales from non utility power producers which reported electricity sales to an ultimate customer. Net Interstate Trade = Total Supply - (Total Electric Industry Sales + Direct Use + Total International Exports (if applies) + Estimated Losses). Net Trade Index is the sum of Total Supply / (Total Disposition - Net Interstate Trade). A negative Net Interstate Trade value indicates a net import of electric power. Notes: Totals may not equal sum of components because of independent rounding. Estimated Losses are reported at the utility level, and then allocated to States based on the utility`s salesto ultimate customers by State. Reported losses may include electricity unaccounted for by the utility. Direct use is commercial or industrial use of electricity that (1) is self-generated (2) is produced by either the same entity that consumes the power or an affiliate,and (3) is used in direct support of a service or industrial process located within the same facility or group of facilities that houses the generating equipment. Direct use is exclusive of station use. Beginning with publication year 2010, Total disposition has been reorganized to include Net Interstate Trade. Therefore, Total Disposition equals Total Supply. Sources: U.S. Energy Information Administration, Form EIA-923, Power Plant Operations Report and predecessor forms. U.S. Energy Information Administration,Form EIA-860, Annual Electric Generator Report. U.S. Energy Information Administration, Form EIA-861, Annual Electric Power Industry Report. Form EIA-111, Quarterly Imports and Exports Report.
South Dakota
South Dakota | megawatthours
South Dakota | Category | Year 2022 | Year 2021 | Year 2020 | Year 2019 | Year 2018 | Year 2017 | Year 2016 | Year 2015 | Year 2014 | Year 2013 | Year 2012 | Year 2011 | Year 2010 | Year 2009 | Year 2008 | Year 2007 | Year 2006 | Year 2005 | Year 2004 | Year 2003 | Year 2002 | Year 2001 | Year 2000 | Year 1999 | Year 1998 | Year 1997 | Year 1996 | Year 1995 | Year 1994 | Year 1993 | Year 1992 | Year 1991 | Year 1990
South Dakota | Supply
South Dakota | Generation
South Dakota | ..Electric utilities | 9133867 | 9421943 | 9239178 | 12384881 | 10628359 | 8883270 | 8800299 | 7966158 | 9344872 | 8030545 | 9785973 | 9838617 | 8682448 | 7780254 | 6942317 | 5991253 | 6989062 | 6368442 | 7357617 | 7904755 | 7721958 | 7400743 | 9697337 | 10557027 | 9088990 | 12449501 | 10066274 | 8811793 | 7991260 | 5255511 | 6246414 | 6572666 | 6427473
South Dakota | ..Independent power producers | 8697229 | 7846050 | 4878060 | 2109330 | 1988021 | 2052447 | 2723871 | 1666851 | 1650343 | 2078317 | 1687424 | 2160244 | 1367164 | 416228 | 140306 | 145352 | 143181 | 152327 | 152597 | 39082 | 0 | 0 | 0 | 0 | 0 | 0 | 0 | 0 | 0 | 0 | 0 | 0 | 0
South Dakota | ..Combined heat and power, electric | 0 | 0 | 0 | 0 | 0 | 0 | 0 | 0 | 0 | 0 | 0 | 0 | 0 | 0 | 0 | 0 | 0 | 0 | 0 | 0 | 0 | 0 | 0 | 0 | 0 | 0 | 0 | 0 | 0 | 0 | 0 | 0 | 0
South Dakota | Electric power sector generation subtotal | 17831096 | 17267993 | 14117239 | 14494211 | 12616380 | 10935717 | 11524170 | 9633009 | 10995215 | 10108862 | 11473397 | 11998861 | 10049612 | 8196482 | 7082623 | 6136605 | 7132243 | 6520769 | 7510214 | 7943837 | 7721958 | 7400743 | 9697337 | 10557027 | 9088990 | 12449501 | 10066274 | 8811793 | 7991260 | 5255511 | 6246414 | 6572666 | 6427473
South Dakota | ..Combined heat and power, commercial | 14 | 6 | 13 | 15 | 16 | 2 | 14 | 24 | 25 | 25 | 0 | 25 | 25 | 49 | 49 | 0 | 0 | 0 | 0 | 0 | 0 | 0 | 0 | 0 | 0 | 0 | 0 | 0 | 0 | 0 | 0 | 0 | 0
South Dakota | ..Combined heat and power, industrial | 69352 | 54410 | 29288 | 12421 | 0 | 0 | 0 | 0 | 0 | 0 | 0 | 0 | 0 | 0 | 0 | 0 | 0 | 0 | 0 | 0 | 0 | 0 | 0 | 0 | 0 | 0 | 0 | 0 | 0 | 0 | 0 | 0 | 0
South Dakota | Industrial and commercial generation subtotal | 69366 | 54416 | 29300 | 12436 | 16 | 2 | 14 | 24 | 25 | 25 | 0 | 25 | 25 | 49 | 49 | 0 | 0 | 0 | 0 | 0 | 0 | 0 | 0 | 0 | 0 | 0 | 0 | 0 | 0 | 0 | 0 | 0 | 0
South Dakota | Total net generation | 17900462 | 17322409 | 14146539 | 14506647 | 12616396 | 10935719 | 11524184 | 9633033 | 10995240 | 10108887 | 11473397 | 11998886 | 10049636 | 8196531 | 7082672 | 6136605 | 7132243 | 6520769 | 7510214 | 7943837 | 7721958 | 7400743 | 9697337 | 10557027 | 9088990 | 12449501 | 10066274 | 8811793 | 7991260 | 5255511 | 6246414 | 6572666 | 6427473
South Dakota | Total international imports | 0 | 0 | 0 | 0 | . | 0 | . | 0 | 0 | 0 | 0 | 6 | 0 | 264 | 0 | 0 | 0 | 0 | 0 | 0 | 363 | 34 | 12872 | 271124 | 22372 | 78462 | 0 | 0 | 0 | 0 | 0 | 0 | 0
South Dakota | Net interstate imports | 0 | 0 | 0 | 0 | 984090 | 2133656 | 1388969 | 3261341 | 2162628 | 2941389 | 1097501 | 477005 | 2108185 | 3613878 | 4734456 | 5306832 | 4057115 | 4414128 | 2834629 | 2165724 | 2225029 | 2146716 | 0 | 0 | 0 | 0 | 0 | 0 | 54761 | 2523730 | 1061140 | 914883 | 668183
South Dakota | Total supply | 17900462 | 17322409 | 14146539 | 14506647 | 13600486 | 13069375 | 12913153 | 12894374 | 13157868 | 13050276 | 12570898 | 12475897 | 12157821 | 11810673 | 11817128 | 11443437 | 11189358 | 10934897 | 10344843 | 10109561 | 9947350 | 9547493 | 9710209 | 10828151 | 9111362 | 12527963 | 10066274 | 8811793 | 8046021 | 7779241 | 7307554 | 7487549 | 7095656
South Dakota | Disposition
South Dakota | Sales to ultimate customers
South Dakota | ..Full service providers | 13467064 | 13041391 | 12695845 | 12868931 | 12856938 | 12313675 | 12129530 | 12101979 | 12354726 | 12209799 | 11734210 | 11679600 | 11356149 | 11010118 | 10974086 | 10603301 | 10056387 | 9811017 | 9213844 | 9079990 | 8936801 | 8626999 | 8282740 | 7922354 | 7824031 | 7772548 | 7736162 | 7413542 | 7174054 | 6904707 | 6493846 | 6685140 | 6333893
South Dakota | ..Energy-only providers | 0 | 0 | 0 | 0 | 0 | 0 | 0 | 0 | 0 | 0 | 0 | 0 | 0 | 0 | 0 | 0 | 0 | 0 | 0 | 0 | 0 | 0 | 0 | 0 | 0 | 0 | 0 | 0 | 0 | 0 | 0 | 0 | 0
South Dakota | ..Facility direct sales | . | . | . | . | . | . | . | . | . | . | . | . | . | . | . | 0 | 0 | 0 | 0 | 0 | 0 | 0 | 0 | 0 | 0 | 0 | 0 | 0 | 0 | 0 | 0 | 0 | 0
South Dakota | Total electric industry sales | 13467064 | 13041391 | 12695845 | 12868931 | 12856938 | 12313675 | 12129530 | 12101979 | 12354726 | 12209799 | 11734210 | 11679600 | 11356149 | 11010118 | 10974086 | 10603301 | 10056387 | 9811017 | 9213844 | 9079990 | 8936801 | 8626999 | 8282740 | 7922354 | 7824031 | 7772548 | 7736162 | 7413542 | 7174054 | 6904707 | 6493846 | 6685140 | 6333893
South Dakota | Direct use | 69385 | 54987 | 29793 | 12452 | 40 | 41 | 61 | 63 | 89 | 382 | 575 | 581 | 467 | 429 | 673 | 0 | 0 | 0 | 0 | 0 | 0 | 0 | 0 | 0 | 0 | 0 | 0 | 0 | 0 | 0 | 0 | 0 | 0
South Dakota | Total international exports | 0 | 0 | 0 | 0 | . | 0 | . | 0 | 0 | 0 | 0 | 0 | 0 | 0 | 0 | 35 | 0 | 150 | 841 | 0 | 0 | 0 | 0 | 44132 | 52309 | 325 | 0 | 0 | 0 | 0 | 0 | 0 | 0
South Dakota | Estimated losses | 728453 | 613552 | 707086 | 697803 | 663131 | 669845 | 633053 | 603715 | 643310 | 655906 | 635454 | 721725 | 701558 | 700876 | 699055 | 671109 | 652045 | 655727 | 675154 | 666727 | 670346 | 674661 | 644259 | 621525 | 556349 | 586026 | 600494 | 565840 | 544986 | 552609 | 513363 | 513317 | 480874
South Dakota | Unaccounted | -24334 | 83292 | -19072 | 32128 | 80377 | 85814 | 150508 | 188617 | 159743 | 184188 | 200659 | 73991 | 99648 | 99250 | 143314 | 168992 | . | . | . | . | . | . | . | . | . | . | . | . | . | . | . | . | .
South Dakota | Net interstate exports | 3659894 | 3529188 | 732888 | 895332 | 0 | 0 | 0 | 0 | 0 | 0 | 0 | 0 | 0 | 0 | 0 | 0 | 0 | 0 | 0 | 0 | 0 | 0 | 424388 | 1876577 | 320034 | 3816349 | 1376542 | 467019 | 0 | 0 | 0 | 0 | 0
South Dakota | Total disposition | 17900462 | 17322409 | 14146539 | 14506647 | 13600486 | 13069375 | 12913153 | 12894374 | 13157868 | 13050276 | 12570898 | 12475897 | 12157821 | 11810673 | 11817128 | 11443437 | 11189358 | 10934897 | 10344843 | 10109561 | 9947350 | 9547493 | 9710209 | 10828151 | 9111362 | 12527963 | 10066274 | 8811793 | 8046021 | 7779241 | 7307554 | 7487549 | 7095656
South Dakota | Net interstate trade | 3659894 | 3529188 | 732888 | 895332 | -984090 | -2133656 | -1388969 | -3261341 | -2162628 | -2941389 | -1097501 | -477005 | -2108185 | -3613878 | -4734456 | -5306832 | -4057115 | -4414128 | -2834629 | -2165724 | -2225029 | -2146716 | 424388 | 1876577 | 320034 | 3816349 | 1376542 | 467019 | -54761 | -2523730 | -1061140 | -914883 | -668183
South Dakota | Net trade index (ratio) | 1.26 | 1.26 | 1.05 | 1.07 | 0.93 | 0.84 | 0.89 | 0.75 | 0.84 | 0.77 | 0.91 | 0.96 | 0.83 | 0.69 | 0.6 | 0.54 | 0.64 | 0.6 | 0.73 | 0.79 | 0.78 | 0.78 | 1.05 | 1.21 | 1.04 | 1.44 | 1.16 | 1.06 | 0.99 | 0.68 | 0.85 | 0.88 | 0.91
South Dakota | Facility Direct Sales are electricity sales from non utility power producers which reported electricity sales to an ultimate customer. Net Interstate Trade = Total Supply - (Total Electric Industry Sales + Direct Use + Total International Exports (if applies) + Estimated Losses). Net Trade Index is the sum of Total Supply / (Total Disposition - Net Interstate Trade). A negative Net Interstate Trade value indicates a net import of electric power. Notes: Totals may not equal sum of components because of independent rounding. Estimated Losses are reported at the utility level, and then allocated to States based on the utility`s salesto ultimate customers by State. Reported losses may include electricity unaccounted for by the utility. Direct use is commercial or industrial use of electricity that (1) is self-generated (2) is produced by either the same entity that consumes the power or an affiliate,and (3) is used in direct support of a service or industrial process located within the same facility or group of facilities that houses the generating equipment. Direct use is exclusive of station use. Beginning with publication year 2010, Total disposition has been reorganized to include Net Interstate Trade. Therefore, Total Disposition equals Total Supply. Sources: U.S. Energy Information Administration, Form EIA-923, Power Plant Operations Report and predecessor forms. U.S. Energy Information Administration,Form EIA-860, Annual Electric Generator Report. U.S. Energy Information Administration, Form EIA-861, Annual Electric Power Industry Report. Form EIA-111, Quarterly Imports and Exports Report.
Tennessee
Tennessee | megawatthours
Tennessee | Category | Year 2022 | Year 2021 | Year 2020 | Year 2019 | Year 2018 | Year 2017 | Year 2016 | Year 2015 | Year 2014 | Year 2013 | Year 2012 | Year 2011 | Year 2010 | Year 2009 | Year 2008 | Year 2007 | Year 2006 | Year 2005 | Year 2004 | Year 2003 | Year 2002 | Year 2001 | Year 2000 | Year 1999 | Year 1998 | Year 1997 | Year 1996 | Year 1995 | Year 1994 | Year 1993 | Year 1992 | Year 1991 | Year 1990
Tennessee | Supply
Tennessee | Generation
Tennessee | ..Electric utilities | 74433678 | 75220515 | 77607950 | 79134921 | 78854061 | 76547309 | 76836693 | 72675778 | 76986629 | 75988871 | 74897122 | 78540493 | 79816049 | 77432806 | 88262641 | 92474664 | 90960035 | 93942273 | 94371964 | 88678127 | 92570929 | 92937315 | 92311813 | 89682569 | 94142638 | 93293232 | 88647111 | 82277534 | 74853548 | 71614268 | 75396209 | 73931670 | 73902614
Tennessee | ..Independent power producers | 1534067 | 1385250 | 452342 | 449024 | 288652 | 228646 | 199746 | 195454 | 167339 | 143746 | 114318 | 80967 | 63165 | 80293 | 78121 | 122710 | 119093 | 38918 | 28832 | 55447 | 207517 | 247197 | 273974 | 211876 | 20632 | 22707 | 22438 | 19802 | 17797 | 16398 | 15761 | 0 | 0
Tennessee | ..Combined heat and power, electric | 0 | 0 | 0 | 0 | 0 | 0 | 0 | 0 | 0 | 0 | 0 | 0 | 0 | 0 | 0 | 0 | 0 | 0 | 0 | 0 | 150 | 167 | 146 | 146 | 177 | 175 | 0 | 0 | 0 | 0 | 0 | 0 | 0
Tennessee | Electric power sector generation subtotal | 75967745 | 76605765 | 78060292 | 79583945 | 79142713 | 76775955 | 77036439 | 72871232 | 77153968 | 76132617 | 75011440 | 78621460 | 79879214 | 77513099 | 88340762 | 92597374 | 91079128 | 93981191 | 94400796 | 88733574 | 92778596 | 93184679 | 92585932 | 89894590 | 94163447 | 93316113 | 88669549 | 82297336 | 74871345 | 71630666 | 75411970 | 73931670 | 73902614
Tennessee | ..Combined heat and power, commercial | 197346 | 200715 | 220147 | 212583 | 228945 | 195237 | 186581 | 146238 | 133830 | 197946 | 164390 | 126082 | 100713 | 117231 | 82096 | 121429 | 108003 | 101171 | 110533 | 111722 | 86409 | 106560 | 109392 | 136410 | 142588 | 114722 | 86996 | 78243 | 95841 | 99322 | 101434 | 100748 | 86986
Tennessee | ..Combined heat and power, industrial | 1870953 | 2250729 | 2285571 | 2530581 | 2183259 | 2075030 | 2117613 | 2197167 | 2219088 | 3321057 | 2548433 | 2356320 | 2368698 | 2086559 | 2240454 | 2394606 | 2723970 | 3034803 | 3083213 | 3376494 | 3249257 | 2930746 | 3143260 | 3289134 | 3422422 | 3383235 | 3365822 | 3355255 | 3367771 | 2154210 | 2234708 | 2160387 | 2198010
Tennessee | Industrial and commercial generation subtotal | 2068300 | 2451444 | 2505718 | 2743164 | 2412204 | 2270267 | 2304194 | 2343405 | 2352918 | 3519002 | 2712824 | 2482402 | 2469411 | 2203790 | 2322550 | 2516035 | 2831974 | 3135974 | 3193746 | 3488217 | 3335665 | 3037306 | 3252651 | 3425544 | 3565010 | 3497957 | 3452818 | 3433498 | 3463612 | 2253533 | 2336142 | 2261135 | 2284995
Tennessee | Total net generation | 78036045 | 79057209 | 80566010 | 82327109 | 81554917 | 79046222 | 79340633 | 75214636 | 79506886 | 79651619 | 77724264 | 81103862 | 82348625 | 79716889 | 90663312 | 95113409 | 93911102 | 97117165 | 97594542 | 92221791 | 96114261 | 96221985 | 95838583 | 93320134 | 97728457 | 96814071 | 92122367 | 85730834 | 78334957 | 73884199 | 77748112 | 76192805 | 76187609
Tennessee | Total international imports | 0 | 0 | 0 | 0 | . | 21771 | . | 0 | 0 | 0 | 0 | 0 | 0 | 0 | 0 | 0 | 0 | 0 | 2 | 1 | 0 | 0 | 0 | 0 | 0 | 0 | 0 | 0 | 0 | 0 | 0 | 0 | 0
Tennessee | Net interstate imports | 31615476 | 28450920 | 22207471 | 26041257 | 29794887 | 26524763 | 30384859 | 33463599 | 29689898 | 26474134 | 27990123 | 28944831 | 30907671 | 24357317 | 23974629 | 22679210 | 21732160 | 18691136 | 14293762 | 16287824 | 13230033 | 10169084 | 11485449 | 11449997 | 4754751 | 603976 | 6345047 | 6606931 | 14233260 | 16061533 | 10685184 | 11608639 | 10237478
Tennessee | Total supply | 109651521 | 107508129 | 102773481 | 108368366 | 111349804 | 105592756 | 109725492 | 108678235 | 109196784 | 106125753 | 105714387 | 110048693 | 113256296 | 104074206 | 114637941 | 117792619 | 115643262 | 115808301 | 111888306 | 108509616 | 109344294 | 106391069 | 107324032 | 104770131 | 102483208 | 97418047 | 98467414 | 92337765 | 92568217 | 89945732 | 88433296 | 87801444 | 86425087
Tennessee | Disposition
Tennessee | Sales to ultimate customers
Tennessee | ..Full service providers | 102040267 | 99569394 | 94957411 | 99785580 | 102867711 | 97190591 | 100744134 | 99619177 | 100205279 | 96930711 | 96381472 | 100733329 | 103414537 | 94802144 | 104052677 | 106001040 | 102737438 | 102291824 | 99660665 | 96384065 | 98233027 | 96130718 | 95727709 | 93180379 | 91749889 | 86917071 | 87659014 | 82030329 | 82533292 | 79832181 | 78584112 | 78390141 | 77144769
Tennessee | ..Energy-only providers | 0 | 0 | 0 | 0 | 0 | 0 | 0 | 0 | 0 | 0 | 0 | 0 | 0 | 0 | 0 | 0 | 0 | 0 | 0 | 0 | 0 | 0 | 0 | 0 | 0 | 0 | 0 | 0 | 0 | 0 | 0 | 0 | 0
Tennessee | ..Facility direct sales | 71784 | 51743 | 46477 | 43520 | 43472 | 49294 | 14305 | 12931 | 13951 | 13302 | 0 | 0 | 107000 | 107700 | 117102 | 715894 | 1194306 | 1613597 | 0 | 1071743 | 0 | 0 | 0 | 0 | 0 | 0 | 0 | 0 | 0 | 0 | 0 | 0 | 0
Tennessee | Total electric industry sales | 102112051 | 99621137 | 95003888 | 99829100 | 102911183 | 97239885 | 100758439 | 99632108 | 100219230 | 96944013 | 96381472 | 100733329 | 103521537 | 94909844 | 104169779 | 106716934 | 103931744 | 103905421 | 99660665 | 97455808 | 98233027 | 96130718 | 95727709 | 93180379 | 91749889 | 86917071 | 87659014 | 82030329 | 82533292 | 79832181 | 78584112 | 78390141 | 77144769
Tennessee | Direct use | 2200590 | 2563917 | 2621141 | 2876917 | 2487343 | 2385508 | 2458109 | 2523087 | 2463339 | 2511517 | 2465319 | 2452534 | 2431053 | 2267084 | 2472111 | 2620491 | 2376179 | 1808588 | 3392795 | 3389262 | 3346764 | 3275559 | 3222306 | 3381996 | 3534364 | 3469224 | 3412685 | 3391015 | 3402422 | 2228043 | 2300719 | 2229398 | 2254805
Tennessee | Total international exports | 0 | 0 | 0 | 0 | . | 1 | . | 0 | 0 | 0 | 0 | 0 | 0 | 0 | 0 | 0 | 0 | 0 | 0 | 0 | 0 | 0 | 0 | 0 | 0 | 0 | 0 | 0 | 0 | 0 | 0 | 0 | 0
Tennessee | Estimated losses | 5523390 | 4686824 | 5291172 | 5413122 | 5307917 | 5289697 | 5258692 | 4970212 | 5218409 | 5207797 | 5219438 | 6224678 | 6395329 | 6041716 | 6635666 | 6754379 | 6738817 | 6944596 | 7302734 | 7155997 | 7368423 | 7517755 | 7446014 | 7310199 | 6524124 | 6553281 | 6804240 | 6260984 | 6269751 | 6389261 | 6212371 | 6019171 | 5856892
Tennessee | Unaccounted | -184511 | 636252 | -142720 | 249227 | 643360 | 677666 | 1250252 | 1552828 | 1295806 | 1462426 | 1648158 | 638152 | 908377 | 855561 | 1360385 | 1700815 | . | . | . | . | . | . | . | . | . | . | . | . | . | . | . | . | .
Tennessee | Net interstate exports | 0 | 0 | 0 | 0 | 0 | 0 | 0 | 0 | 0 | 0 | 0 | 0 | 0 | 0 | 0 | 0 | 0 | 0 | 0 | 0 | 0 | 0 | 0 | 0 | 0 | 0 | 0 | 0 | 0 | 0 | 0 | 0 | 0
Tennessee | Total disposition | 109651521 | 107508129 | 102773481 | 108368366 | 111349804 | 105592756 | 109725492 | 108678235 | 109196784 | 106125753 | 105714387 | 110048693 | 113256296 | 104074206 | 114637941 | 117792619 | 115643262 | 115808301 | 111888306 | 108509616 | 109344294 | 106391069 | 107324032 | 104770131 | 102483208 | 97418047 | 98467414 | 92337765 | 92568217 | 89945732 | 88433296 | 87801444 | 86425087
Tennessee | Net interstate trade | -31615476 | -28450920 | -22207471 | -26041257 | -29794887 | -26524763 | -30384859 | -33463599 | -29689898 | -26474134 | -27990123 | -28944831 | -30907671 | -24357317 | -23974629 | -22679210 | -21732160 | -18691136 | -14293762 | -16287824 | -13230033 | -10169084 | -11485449 | -11449997 | -4754751 | -603976 | -6345047 | -6606931 | -14233260 | -16061533 | -10685184 | -11608639 | -10237478
Tennessee | Net trade index (ratio) | 0.71 | 0.74 | 0.78 | 0.76 | 0.73 | 0.75 | 0.72 | 0.69 | 0.73 | 0.75 | 0.74 | 0.74 | 0.73 | 0.77 | 0.79 | 0.81 | 0.81 | 0.84 | 0.87 | 0.85 | 0.88 | 0.9 | 0.89 | 0.89 | 0.95 | 0.99 | 0.94 | 0.93 | 0.85 | 0.82 | 0.88 | 0.87 | 0.88
Tennessee | Facility Direct Sales are electricity sales from non utility power producers which reported electricity sales to an ultimate customer. Net Interstate Trade = Total Supply - (Total Electric Industry Sales + Direct Use + Total International Exports (if applies) + Estimated Losses). Net Trade Index is the sum of Total Supply / (Total Disposition - Net Interstate Trade). A negative Net Interstate Trade value indicates a net import of electric power. Notes: Totals may not equal sum of components because of independent rounding. Estimated Losses are reported at the utility level, and then allocated to States based on the utility`s salesto ultimate customers by State. Reported losses may include electricity unaccounted for by the utility. Direct use is commercial or industrial use of electricity that (1) is self-generated (2) is produced by either the same entity that consumes the power or an affiliate,and (3) is used in direct support of a service or industrial process located within the same facility or group of facilities that houses the generating equipment. Direct use is exclusive of station use. Beginning with publication year 2010, Total disposition has been reorganized to include Net Interstate Trade. Therefore, Total Disposition equals Total Supply. Sources: U.S. Energy Information Administration, Form EIA-923, Power Plant Operations Report and predecessor forms. U.S. Energy Information Administration,Form EIA-860, Annual Electric Generator Report. U.S. Energy Information Administration, Form EIA-861, Annual Electric Power Industry Report. Form EIA-111, Quarterly Imports and Exports Report.
Texas
Texas | megawatthours
Texas | Category | Year 2022 | Year 2021 | Year 2020 | Year 2019 | Year 2018 | Year 2017 | Year 2016 | Year 2015 | Year 2014 | Year 2013 | Year 2012 | Year 2011 | Year 2010 | Year 2009 | Year 2008 | Year 2007 | Year 2006 | Year 2005 | Year 2004 | Year 2003 | Year 2002 | Year 2001 | Year 2000 | Year 1999 | Year 1998 | Year 1997 | Year 1996 | Year 1995 | Year 1994 | Year 1993 | Year 1992 | Year 1991 | Year 1990
Texas | Supply
Texas | Generation
Texas | ..Electric utilities | 87283926 | 80183836 | 77675639 | 85817532 | 92964516 | 81081662 | 88048121 | 88211969 | 94974953 | 96131888 | 96763006 | 99451077 | 95099161 | 90418339 | 94637160 | 97259636 | 94637956 | 95187030 | 92054150 | 86882044 | 149587269 | 265012955 | 297298634 | 292458336 | 293068377 | 277190347 | 272282585 | 261708943 | 255140538 | 248174240 | 239964014 | 238343368 | 234047343
Texas | ..Independent power producers | 356820364 | 317691419 | 309744440 | 309411180 | 298415819 | 289478335 | 276828070 | 273703690 | 258077041 | 252840832 | 245375996 | 252421119 | 232229770 | 227006941 | 229158970 | 224719455 | 224256513 | 216933078 | 205977547 | 197113740 | 138776885 | 30778667 | 10465530 | 1071502 | 183059 | 150958 | 122467 | 23561 | 21395 | 21860 | 23819 | 23819 | 23819
Texas | ..Combined heat and power, electric | 39372039 | 41676535 | 43515022 | 43502651 | 40650047 | 39522952 | 45199465 | 45194121 | 44168107 | 42941809 | 45751677 | 44969357 | 43044645 | 44780254 | 45785202 | 46009738 | 41779371 | 44758580 | 49840547 | 55431762 | 56862125 | 35617950 | 28495205 | 25590396 | 23625873 | 19890667 | 19080075 | 18178373 | 15447585 | 15793831 | 14417113 | 13588880 | 13642255
Texas | Electric power sector generation subtotal | 483476329 | 439551789 | 430935101 | 438731363 | 432030382 | 410082949 | 410075656 | 407109780 | 397220102 | 391914528 | 387890679 | 396841553 | 370373576 | 362205534 | 369581332 | 367988829 | 360673840 | 356878688 | 347872244 | 339427546 | 345226279 | 331409572 | 336259368 | 319120234 | 316877309 | 297231972 | 291485127 | 279910877 | 270609518 | 263989931 | 254404946 | 251956068 | 247713418
Texas | ..Combined heat and power, commercial | 744188 | 645140 | 606181 | 755293 | 743060 | 726896 | 777368 | 712065 | 734243 | 734307 | 707174 | 497384 | 497181 | 468080 | 466791 | 475530 | 521150 | 507544 | 475882 | 495148 | 470519 | 482826 | 497377 | 503162 | 481985 | 415446 | 462612 | 481631 | 443035 | 500118 | 496177 | 468000 | 512438
Texas | ..Combined heat and power, industrial | 41342423 | 41647327 | 41973648 | 43714375 | 44578983 | 41984520 | 43194567 | 42004492 | 39675322 | 40731331 | 41214657 | 38137987 | 40824289 | 34494295 | 34739659 | 37027937 | 39387888 | 39282489 | 41951006 | 39276991 | 39931745 | 40687609 | 40985618 | 39321347 | 37960871 | 38672095 | 37001195 | 37243737 | 36126972 | 35198668 | 35391191 | 33904642 | 33333780
Texas | Industrial and commercial generation subtotal | 42086611 | 42292466 | 42579829 | 44469668 | 45322042 | 42711416 | 43971935 | 42716556 | 40409566 | 41465637 | 41921831 | 38635370 | 41321470 | 34962375 | 35206449 | 37503467 | 39909038 | 39790034 | 42426888 | 39772139 | 40402264 | 41170435 | 41482994 | 39824509 | 38442856 | 39087540 | 37463807 | 37725367 | 36570008 | 35698785 | 35887368 | 34372642 | 33846218
Texas | Total net generation | 525562940 | 481844256 | 473514930 | 483201031 | 477352425 | 452794365 | 454047591 | 449826336 | 437629668 | 433380166 | 429812510 | 435476924 | 411695046 | 397167910 | 404787781 | 405492296 | 400582878 | 396668722 | 390299132 | 379199685 | 385628543 | 372580008 | 377742363 | 358944743 | 355320166 | 336319512 | 328948934 | 317636244 | 307179525 | 299688716 | 290292314 | 286328709 | 281559636
Texas | Total international imports | 148335 | 129004 | 154130 | 70495 | 5832178 | 9553 | . | 0 | 12888 | 9046 | 81839 | 82256 | 298492 | 447308 | 960994 | 160306 | 79523 | 78097 | 78997 | 79584 | 80264 | 3604 | 2388 | 204117 | 738369 | 526185 | 5566 | 0 | 70 | 14 | 0 | 14 | 1121
Texas | Net interstate imports | 15881032 | 15236857 | 15211871 | 11811546 | 5432117 | 14559884 | 8467241 | 4567185 | 12676347 | 9173135 | 0 | 12861 | 5937938 | 5402774 | 0 | 0 | 0 | 0 | 0 | 0 | 0 | 0 | 0 | 0 | 0 | 0 | 0 | 0 | 0 | 0 | 0 | 0 | 0
Texas | Total supply | 541592307 | 497210117 | 488880931 | 495083072 | 488616720 | 467363802 | 462514832 | 454393521 | 450318903 | 442562347 | 429894349 | 435572041 | 417931476 | 403017992 | 405748775 | 405652602 | 400662401 | 396746819 | 390378129 | 379279269 | 385708807 | 372583612 | 377744751 | 359148860 | 356058535 | 336845697 | 328954500 | 317636244 | 307179595 | 299688730 | 290292314 | 286328723 | 281560757
Texas | Disposition
Texas | Sales to ultimate customers
Texas | ..Full service providers | 467330899 | 427986204 | 419270783 | 421706711 | 416800129 | 394822046 | 391470688 | 385245884 | 379812978 | 368805991 | 361742157 | 370375080 | 352586969 | 338733947 | 341288299 | 335439419 | 338259068 | 330117539 | 318115966 | 312902329 | 320845849 | 317047501 | 318262529 | 301844180 | 304704764 | 286703509 | 278449583 | 263278592 | 258179737 | 250084413 | 239431038 | 240351787 | 237415127
Texas | ..Energy-only providers | 0 | 0 | 0 | 0 | 0 | 0 | 0 | 0 | 0 | 0 | 0 | 0 | 0 | 0 | 0 | 0 | 0 | 0 | 0 | 0 | 0 | 1029155 | 0 | 0 | 0 | 0 | 0 | 0 | 0 | 0 | 0 | 0 | 0
Texas | ..Facility direct sales | 8070293 | 7641674 | 7592484 | 7636693 | 7618499 | 7058328 | 7191121 | 7091470 | 9856842 | 10011263 | 3361974 | 5690036 | 5870581 | 6617473 | 6526348 | 8389163 | 4465145 | 4140723 | 2498874 | 9783626 | 10285837 | 0 | 0 | 0 | 0 | 0 | 0 | 0 | 0 | 0 | 0 | 0 | 0
Texas | Total electric industry sales | 475401192 | 435627878 | 426863267 | 429343404 | 424418628 | 401880374 | 398661809 | 392337354 | 389669820 | 378817254 | 365104131 | 376065116 | 358457550 | 345351420 | 347814647 | 343828582 | 342724213 | 334258262 | 320614840 | 322685955 | 331131686 | 318076656 | 318262529 | 301844180 | 304704764 | 286703509 | 278449583 | 263278592 | 258179737 | 250084413 | 239431038 | 240351787 | 237415127
Texas | Direct use | 37662709 | 35754673 | 35665123 | 36870287 | 38490458 | 35220381 | 36151297 | 36116457 | 34883315 | 37002303 | 34343671 | 33579432 | 33873361 | 32232087 | 28557855 | 29110904 | 33121582 | 45497429 | 41749468 | 41705982 | 41183035 | 40306838 | 42458738 | 42987715 | 39313178 | 38166791 | 37623236 | 37852016 | 33398359 | 31554230 | 30294765 | 28337550 | 28031066
Texas | Total international exports | 3672284 | 2550576 | 3219961 | 4516840 | 1163819 | 5600678 | 1948376 | 252888 | 437364 | 678304 | 305030 | 306668 | 310478 | 337146 | 1012880 | 402393 | 291883 | 294462 | 294683 | 296621 | 299155 | 2839 | 18598 | 19575 | 4625 | 1103530 | 1029628 | 925370 | 964770 | 801040 | 0 | 446823 | 64596
Texas | Estimated losses | 25715147 | 20494757 | 23773836 | 23280667 | 21890517 | 21861661 | 20806591 | 19572003 | 20290084 | 20349926 | 19771834 | 23238430 | 22144706 | 21984182 | 22155964 | 21761762 | 22221851 | 22340398 | 23493372 | 23694225 | 24838064 | 24874695 | 24755499 | 23680318 | 21666855 | 21616568 | 21613727 | 20094800 | 19612968 | 20015168 | 18927928 | 18455363 | 18024745
Texas | Unaccounted | -859024 | 2782233 | -641256 | 1071873 | 2653298 | 2800709 | 4946759 | 6114819 | 5038321 | 5714560 | 6243412 | 2382394 | 3145380 | 3113157 | 4542218 | 5479814 | . | . | . | . | . | . | . | . | . | . | . | . | . | . | . | . | .
Texas | Net interstate exports | 0 | 0 | 0 | 0 | 0 | 0 | 0 | 0 | 0 | 0 | 4126271 | 0 | 0 | 0 | 1665211 | 5069147 | 19001244 | 23863479 | 30100655 | 19665941 | 16793321 | 20525270 | 20877993 | 19709773 | 15675830 | 14373549 | 15115523 | 20323321 | 16621182 | 17096725 | 20829366 | 16652634 | 15499511
Texas | Total disposition | 541592307 | 497210117 | 488880931 | 495083072 | 488616720 | 467363802 | 462514832 | 454393521 | 450318903 | 442562347 | 429894349 | 435572041 | 417931476 | 403017992 | 405748775 | 405652602 | 400662401 | 396746819 | 390378129 | 379279269 | 385708807 | 372583612 | 377744751 | 359148860 | 356058535 | 336845697 | 328954500 | 317636244 | 307179595 | 299688730 | 290292314 | 286328723 | 281560757
Texas | Net interstate trade | -15881032 | -15236857 | -15211871 | -11811546 | -5432117 | -14559884 | -8467241 | -4567185 | -12676347 | -9173135 | 4126271 | -12861 | -5937938 | -5402774 | 1665211 | 5069147 | 19001244 | 23863479 | 30100655 | 19665941 | 16793321 | 20525270 | 20877993 | 19709773 | 15675830 | 14373549 | 15115523 | 20323321 | 16621182 | 17096725 | 20829366 | 16652634 | 15499511
Texas | Net trade index (ratio) | 0.97 | 0.97 | 0.97 | 0.98 | 0.99 | 0.97 | 0.98 | 0.99 | 0.97 | 0.98 | 1.01 | 1 | 0.99 | 0.99 | 1 | 1.01 | 1.05 | 1.06 | 1.08 | 1.05 | 1.05 | 1.06 | 1.06 | 1.06 | 1.05 | 1.04 | 1.05 | 1.07 | 1.06 | 1.06 | 1.08 | 1.06 | 1.06
Texas | Facility Direct Sales are electricity sales from non utility power producers which reported electricity sales to an ultimate customer. Net Interstate Trade = Total Supply - (Total Electric Industry Sales + Direct Use + Total International Exports (if applies) + Estimated Losses). Net Trade Index is the sum of Total Supply / (Total Disposition - Net Interstate Trade). A negative Net Interstate Trade value indicates a net import of electric power. Notes: Totals may not equal sum of components because of independent rounding. Estimated Losses are reported at the utility level, and then allocated to States based on the utility`s salesto ultimate customers by State. Reported losses may include electricity unaccounted for by the utility. Direct use is commercial or industrial use of electricity that (1) is self-generated (2) is produced by either the same entity that consumes the power or an affiliate,and (3) is used in direct support of a service or industrial process located within the same facility or group of facilities that houses the generating equipment. Direct use is exclusive of station use. Beginning with publication year 2010, Total disposition has been reorganized to include Net Interstate Trade. Therefore, Total Disposition equals Total Supply. Sources: U.S. Energy Information Administration, Form EIA-923, Power Plant Operations Report and predecessor forms. U.S. Energy Information Administration,Form EIA-860, Annual Electric Generator Report. U.S. Energy Information Administration, Form EIA-861, Annual Electric Power Industry Report. Form EIA-111, Quarterly Imports and Exports Report.
Utah
Utah | megawatthours
Utah | Category | Year 2022 | Year 2021 | Year 2020 | Year 2019 | Year 2018 | Year 2017 | Year 2016 | Year 2015 | Year 2014 | Year 2013 | Year 2012 | Year 2011 | Year 2010 | Year 2009 | Year 2008 | Year 2007 | Year 2006 | Year 2005 | Year 2004 | Year 2003 | Year 2002 | Year 2001 | Year 2000 | Year 1999 | Year 1998 | Year 1997 | Year 1996 | Year 1995 | Year 1994 | Year 1993 | Year 1992 | Year 1991 | Year 1990
Utah | Supply
Utah | Generation
Utah | ..Electric utilities | 33562303 | 36930708 | 32526221 | 34770049 | 34900905 | 32614171 | 34205634 | 39381081 | 40741425 | 39526881 | 36386135 | 38392512 | 39522124 | 40991819 | 44424071 | 43319965 | 39590509 | 36695193 | 37165917 | 37544892 | 36071946 | 35138801 | 35827490 | 36071421 | 35160477 | 33969325 | 32228605 | 32101107 | 34455058 | 33460939 | 32920738 | 30158463 | 32260340
Utah | ..Independent power producers | 5245960 | 4988996 | 4009657 | 3747169 | 3803049 | 3870730 | 2756708 | 1497580 | 1929892 | 1843244 | 1947826 | 1628428 | 1516836 | 1324982 | 976356 | 1095949 | 828602 | 705923 | 405957 | 447389 | 485116 | 395586 | 439593 | 408876 | 395251 | 401820 | 424023 | 376502 | 384366 | 228936 | 22701 | 22701 | 22701
Utah | ..Combined heat and power, electric | 113438 | 115199 | 55156 | 0 | 0 | 826 | 9789 | 7475 | 7304 | 9716 | 9429 | 9441 | 9464 | 10006 | -2076 | 10633 | 11035 | 7051 | 6982 | 9298 | 11247 | 9680 | 9133 | 8169 | 0 | 0 | 0 | 0 | 0 | 0 | 0 | 0 | 0
Utah | Electric power sector generation subtotal | 38921701 | 42034903 | 36591034 | 38517218 | 38703954 | 36485727 | 36972131 | 40886136 | 42678621 | 41379841 | 38343390 | 40030381 | 41048424 | 42326807 | 45398351 | 44426547 | 40430146 | 37408167 | 37578856 | 38001579 | 36568309 | 35544067 | 36276215 | 36488465 | 35555728 | 34371145 | 32652628 | 32477609 | 34839424 | 33689875 | 32943439 | 30181164 | 32283041
Utah | ..Combined heat and power, commercial | 120276 | 113792 | 85298 | 80063 | 79088 | 83510 | 89924 | 92926 | 83348 | 83725 | 37815 | 15 | 209 | 2757 | 5762 | 45011 | 28497 | 20135 | 21246 | 22087 | 23935 | 20965 | 24602 | 26310 | 25714 | 24065 | 22078 | 28182 | 29092 | 28923 | 30327 | 30327 | 30327
Utah | ..Combined heat and power, industrial | 344066 | 416950 | 410977 | 519753 | 592382 | 842639 | 1071873 | 970059 | 1022557 | 1053185 | 1021755 | 805754 | 1200721 | 1213382 | 1174649 | 901017 | 804681 | 736829 | 611875 | 0 | 15759 | 288719 | 308256 | 269853 | 328987 | 317003 | 277154 | 301596 | 328318 | 339304 | 263372 | 294414 | 250170
Utah | Industrial and commercial generation subtotal | 464342 | 530742 | 496275 | 599816 | 671470 | 926149 | 1161797 | 1062985 | 1105905 | 1136910 | 1059570 | 805769 | 1200930 | 1216139 | 1180411 | 946028 | 833178 | 756964 | 633121 | 22087 | 39694 | 309684 | 332857 | 296163 | 354701 | 341068 | 299233 | 329778 | 357410 | 368227 | 293699 | 324741 | 280497
Utah | Total net generation | 39386043 | 42565645 | 37087309 | 39117033 | 39375424 | 37411876 | 38133928 | 41949120 | 43784526 | 42516751 | 39402961 | 40836150 | 42249355 | 43542946 | 46578763 | 45372575 | 41263324 | 38165131 | 38211977 | 38023666 | 36608003 | 35853751 | 36609073 | 36784629 | 35910429 | 34712213 | 32951860 | 32807387 | 35196834 | 34058102 | 33237139 | 30505906 | 32563539
Utah | Total international imports | 0 | 0 | 0 | 0 | 39595 | 8465 | 10466 | 16351 | 29087 | 0 | 11575 | 11280 | 17434 | 8238 | 12346 | 21527 | 15238 | 41018 | 14851 | 5762 | 8800 | 0 | 0 | 0 | 1544 | 28480 | 0 | 0 | 0 | 0 | 0 | 0 | 0
Utah | Net interstate imports | 0 | 0 | 0 | 0 | 0 | 0 | 0 | 0 | 0 | 0 | 0 | 0 | 0 | 0 | 0 | 0 | 0 | 0 | 0 | 0 | 0 | 0 | 0 | 0 | 0 | 0 | 0 | 0 | 0 | 0 | 0 | 0 | 0
Utah | Total supply | 39386043 | 42565645 | 37087309 | 39117033 | 39415019 | 37420341 | 38144394 | 41965471 | 43813613 | 42516751 | 39414536 | 40847430 | 42266789 | 43551184 | 46591109 | 45394102 | 41278562 | 38206149 | 38226828 | 38029428 | 36616803 | 35853751 | 36609073 | 36784629 | 35911973 | 34740693 | 32951860 | 32807387 | 35196834 | 34058102 | 33237139 | 30505906 | 32563539
Utah | Disposition
Utah | Sales to ultimate customers
Utah | ..Full service providers | 33362734 | 32675058 | 31661015 | 31138204 | 31237751 | 30586727 | 30177246 | 30190022 | 30040784 | 30474034 | 29723368 | 28858946 | 28044001 | 27586700 | 28191511 | 27785447 | 26365716 | 25000498 | 24511704 | 23860350 | 23267188 | 23217308 | 23185277 | 21879032 | 20700326 | 20375525 | 19858069 | 18460240 | 17847064 | 16867129 | 16567056 | 15907404 | 15401674
Utah | ..Energy-only providers | 0 | 0 | 0 | 0 | 0 | 0 | 0 | 0 | 0 | 0 | 0 | 0 | 0 | 0 | 0 | 0 | 0 | 0 | 0 | 0 | 0 | 0 | 0 | 0 | 0 | 0 | 0 | 0 | 0 | 0 | 0 | 0 | 0
Utah | ..Facility direct sales | 2767 | 2569 | 2142 | 4361 | 4657 | 2294 | 2288 | 2328 | 2235 | . | . | . | . | . | . | 0 | 0 | 0 | 0 | 0 | 0 | 0 | 0 | 0 | 0 | 0 | 0 | 0 | 0 | 0 | 0 | 0 | 0
Utah | Total electric industry sales | 33365501 | 32677627 | 31663157 | 31142565 | 31242408 | 30589021 | 30179534 | 30192350 | 30043019 | 30474034 | 29723368 | 28858946 | 28044001 | 27586700 | 28191511 | 27785447 | 26365716 | 25000498 | 24511704 | 23860350 | 23267188 | 23217308 | 23185277 | 21879032 | 20700326 | 20375525 | 19858069 | 18460240 | 17847064 | 16867129 | 16567056 | 15907404 | 15401674
Utah | Direct use | 585418 | 626346 | 640916 | 687337 | 755713 | 1078250 | 1323916 | 1209729 | 1227421 | 1227680 | 1118193 | 859036 | 1243780 | 1092589 | 16514 | 72631 | 967261 | 741775 | 360581 | 360206 | 355689 | 348122 | 364369 | 327340 | 385813 | 365473 | 343584 | 381505 | 404016 | 420238 | 304911 | 280458 | 252135
Utah | Total international exports | 0 | 0 | 0 | 0 | 955 | 13 | 36 | 934 | 27779 | 17689 | 1858 | 1265 | 12988 | 43030 | 54552 | 37666 | 814 | 824 | 0 | 0 | 0 | 0 | 0 | 0 | 0 | 0 | 0 | 0 | 0 | 0 | 0 | 0 | 0
Utah | Estimated losses | 1804789 | 1537367 | 1763456 | 1688671 | 1611410 | 1663995 | 1575103 | 1506165 | 1564338 | 1637054 | 1609638 | 1783299 | 1732496 | 1756098 | 1795813 | 1758610 | 1709523 | 1670927 | 1796120 | 1752021 | 1745263 | 1815674 | 1803427 | 1716456 | 1471953 | 1536253 | 1541417 | 1408982 | 1355776 | 1349938 | 1309689 | 1221446 | 1169307
Utah | Unaccounted | -60290 | 208703 | -47566 | 77749 | 195315 | 213175 | 374480 | 470566 | 388448 | 459709 | 508280 | 182823 | 246079 | 248679 | 368162 | 442834 | . | . | . | . | . | . | . | . | . | . | . | . | . | . | . | . | .
Utah | Net interstate exports | 3690625 | 7515602 | 3067346 | 5520712 | 5609218 | 3875887 | 4691325 | 8585727 | 10562608 | 8700585 | 6453198 | 9162061 | 10987444 | 12824087 | 16164557 | 15296914 | 11940655 | 10340590 | 10708190 | 11463216 | 10718270 | 10158825 | 10615576 | 12184757 | 12790436 | 11903920 | 10645709 | 12027926 | 15180146 | 15054208 | 14593859 | 12688879 | 15309286
Utah | Total disposition | 39386043 | 42565645 | 37087309 | 39117033 | 39415019 | 37420341 | 38144394 | 41965471 | 43813613 | 42516751 | 39414536 | 40847430 | 42266789 | 43551184 | 46591109 | 45394102 | 41278562 | 38206149 | 38226828 | 38029428 | 36616803 | 35853751 | 36609073 | 36784629 | 35911973 | 34740693 | 32951860 | 32807387 | 35196834 | 34058102 | 33237139 | 30505906 | 32563539
Utah | Net interstate trade | 3690625 | 7515602 | 3067346 | 5520712 | 5609218 | 3875887 | 4691325 | 8585727 | 10562608 | 8700585 | 6453198 | 9162061 | 10987444 | 12824087 | 16164557 | 15296914 | 11940655 | 10340590 | 10708190 | 11463216 | 10718270 | 10158825 | 10615576 | 12184757 | 12790436 | 11903920 | 10645709 | 12027926 | 15180146 | 15054208 | 14593859 | 12688879 | 15309286
Utah | Net trade index (ratio) | 1.1 | 1.21 | 1.09 | 1.16 | 1.17 | 1.12 | 1.14 | 1.26 | 1.32 | 1.26 | 1.2 | 1.29 | 1.35 | 1.42 | 1.53 | 1.51 | 1.41 | 1.37 | 1.39 | 1.43 | 1.41 | 1.4 | 1.41 | 1.5 | 1.55 | 1.52 | 1.48 | 1.58 | 1.76 | 1.79 | 1.78 | 1.71 | 1.89
Utah | Facility Direct Sales are electricity sales from non utility power producers which reported electricity sales to an ultimate customer. Net Interstate Trade = Total Supply - (Total Electric Industry Sales + Direct Use + Total International Exports (if applies) + Estimated Losses). Net Trade Index is the sum of Total Supply / (Total Disposition - Net Interstate Trade). A negative Net Interstate Trade value indicates a net import of electric power. Notes: Totals may not equal sum of components because of independent rounding. Estimated Losses are reported at the utility level, and then allocated to States based on the utility`s salesto ultimate customers by State. Reported losses may include electricity unaccounted for by the utility. Direct use is commercial or industrial use of electricity that (1) is self-generated (2) is produced by either the same entity that consumes the power or an affiliate,and (3) is used in direct support of a service or industrial process located within the same facility or group of facilities that houses the generating equipment. Direct use is exclusive of station use. Beginning with publication year 2010, Total disposition has been reorganized to include Net Interstate Trade. Therefore, Total Disposition equals Total Supply. Sources: U.S. Energy Information Administration, Form EIA-923, Power Plant Operations Report and predecessor forms. U.S. Energy Information Administration,Form EIA-860, Annual Electric Generator Report. U.S. Energy Information Administration, Form EIA-861, Annual Electric Power Industry Report. Form EIA-111, Quarterly Imports and Exports Report.
Vermont
Vermont | megawatthours
Vermont | Category | Year 2022 | Year 2021 | Year 2020 | Year 2019 | Year 2018 | Year 2017 | Year 2016 | Year 2015 | Year 2014 | Year 2013 | Year 2012 | Year 2011 | Year 2010 | Year 2009 | Year 2008 | Year 2007 | Year 2006 | Year 2005 | Year 2004 | Year 2003 | Year 2002 | Year 2001 | Year 2000 | Year 1999 | Year 1998 | Year 1997 | Year 1996 | Year 1995 | Year 1994 | Year 1993 | Year 1992 | Year 1991 | Year 1990
Vermont | Supply
Vermont | Generation
Vermont | ..Electric utilities | 918025 | 899191 | 899954 | 969962 | 855518 | 928595 | 865081 | 897963 | 868079 | 872238 | 622570 | 699768 | 720853 | 711507 | 752800 | 701474 | 802680 | 673607 | 643426 | 626337 | 2971224 | 4734002 | 5307016 | 4734555 | 4393537 | 5323432 | 5004219 | 4839820 | 5293892 | 4300537 | 4698045 | 5258829 | 4992578
Vermont | ..Independent power producers | 1263253 | 1205371 | 1253698 | 1316441 | 1319953 | 1209669 | 1042637 | 1081125 | 6159635 | 5984293 | 5962535 | 6048705 | 5873829 | 6545869 | 6046320 | 5120584 | 6256469 | 5013151 | 4800350 | 5395549 | 2465423 | 711345 | 957848 | 933281 | 508226 | 313695 | 308716 | 280168 | 282113 | 297353 | 131840 | 94518 | 133799
Vermont | ..Combined heat and power, electric | 0 | 0 | 0 | 0 | 0 | 0 | 0 | 0 | 0 | 24900 | 0 | 0 | 0 | 0 | 0 | 0 | 0 | 0 | 0 | 0 | 0 | 0 | 0 | 0 | 0 | 0 | 0 | 0 | 0 | 0 | 0 | 0 | 0
Vermont | Electric power sector generation subtotal | 2181278 | 2104562 | 2153652 | 2286403 | 2175471 | 2138264 | 1907718 | 1979088 | 7027714 | 6881431 | 6585105 | 6748473 | 6594682 | 7257376 | 6799120 | 5822058 | 7059149 | 5686758 | 5443776 | 6021886 | 5436647 | 5445347 | 6264864 | 5667836 | 4901763 | 5637127 | 5312935 | 5119988 | 5576005 | 4597890 | 4829885 | 5353347 | 5126377
Vermont | ..Combined heat and power, commercial | 2551 | 3141 | 2756 | 3395 | 3444 | 3124 | 3489 | 2959 | 3680 | 3479 | 3413 | 3854 | 0 | 0 | 0 | 0 | 0 | 0 | 0 | 0 | 0 | 0 | 0 | 0 | 0 | 0 | 0 | 0 | 0 | 0 | 0 | 0 | 0
Vermont | ..Combined heat and power, industrial | 0 | 0 | 0 | 0 | 0 | 0 | 0 | 0 | 0 | 0 | 23268 | 23892 | 25308 | 24972 | 21096 | 1524 | 25195 | 29997 | 26602 | 6076 | 19543 | 35265 | 38150 | 35757 | 44534 | 43410 | 37184 | 40074 | 41025 | 45875 | 40258 | 34638 | 37731
Vermont | Industrial and commercial generation subtotal | 2551 | 3141 | 2756 | 3395 | 3444 | 3124 | 3489 | 2959 | 3680 | 3479 | 26681 | 27746 | 25308 | 24972 | 21096 | 1524 | 25195 | 29997 | 26602 | 6076 | 19543 | 35265 | 38150 | 35757 | 44534 | 43410 | 37184 | 40074 | 41025 | 45875 | 40258 | 34638 | 37731
Vermont | Total net generation | 2183829 | 2107703 | 2156407 | 2289798 | 2178915 | 2141388 | 1911207 | 1982047 | 7031394 | 6884910 | 6611786 | 6776219 | 6619990 | 7282348 | 6820216 | 5823582 | 7084344 | 5716755 | 5470379 | 6027962 | 5456190 | 5480612 | 6303014 | 5703593 | 4946297 | 5680538 | 5350119 | 5160062 | 5617030 | 4643765 | 4870143 | 5387985 | 5164108
Vermont | Total international imports | 13714457 | 13906190 | 14065157 | 14133631 | 9726362 | 10345461 | 8961559 | 10804451 | 11181948 | 11742473 | 11514688 | 2524030 | 2458432 | 2604760 | 2534008 | 2610161 | 2508934 | 2159606 | 1952104 | 1941502 | 2433433 | 2999082 | 4279526 | 7837392 | 3927660 | 4093278 | 3804746 | 4393837 | 3486657 | 3099617 | 2741116 | 2031891 | 1808826
Vermont | Net interstate imports | 0 | 0 | 0 | 0 | 0 | 0 | 0 | 0 | 0 | 0 | 0 | 0 | 0 | 0 | 0 | 0 | 0 | 0 | 0 | 0 | 0 | 0 | 0 | 0 | 0 | 0 | 0 | 0 | 0 | 0 | 0 | 0 | 0
Vermont | Total supply | 15898286 | 16013893 | 16221564 | 16423429 | 11905277 | 12486849 | 10872766 | 12786498 | 18213342 | 18627383 | 18126474 | 9300249 | 9078422 | 9887108 | 9354224 | 8433743 | 9593278 | 7876361 | 7422483 | 7969464 | 7889623 | 8479694 | 10582540 | 13540985 | 8873957 | 9773816 | 9154865 | 9553899 | 9103687 | 7743382 | 7611259 | 7419876 | 6972934
Vermont | Disposition
Vermont | Sales to ultimate customers
Vermont | ..Full service providers | 5465422 | 5406958 | 5320962 | 5424948 | 5528474 | 5421072 | 5513634 | 5518675 | 5569802 | 5582255 | 5510764 | 5550184 | 5594833 | 5496513 | 5741204 | 5864006 | 5795029 | 5883053 | 5663772 | 5336899 | 5629263 | 5585446 | 5638614 | 5527328 | 5363258 | 5312146 | 5239492 | 5104102 | 5066504 | 5015558 | 4941032 | 4704457 | 4716228
Vermont | ..Energy-only providers | 0 | 0 | 0 | 0 | 0 | 0 | 0 | 0 | 0 | 0 | 0 | 0 | 0 | 0 | 0 | 0 | 0 | 0 | 0 | 0 | 0 | 31992 | 0 | 0 | 0 | 0 | 0 | 0 | 0 | 0 | 0 | 0 | 0
Vermont | ..Facility direct sales | 5049 | 5738 | 10496 | 2716 | 2474 | 2590 | 2816 | 2434 | 59 | 5457 | . | . | . | . | 0 | 0 | 0 | 0 | 0 | 15530 | 0 | 0 | 0 | 0 | 0 | 0 | 0 | 0 | 0 | 0 | 0 | 0 | 0
Vermont | Total electric industry sales | 5470471 | 5412696 | 5331458 | 5427664 | 5530948 | 5423662 | 5516450 | 5521109 | 5569861 | 5587712 | 5510764 | 5550184 | 5594833 | 5496513 | 5741204 | 5864006 | 5795029 | 5883053 | 5663772 | 5352429 | 5629263 | 5617438 | 5638614 | 5527328 | 5363258 | 5312146 | 5239492 | 5104102 | 5066504 | 5015558 | 4941032 | 4704457 | 4716228
Vermont | Direct use | 3776 | 7460 | 7921 | 5072 | 9682 | 4384 | 4818 | 4375 | 5462 | 3908 | 3891 | 5064 | 19806 | 1287 | 0 | 19028 | 25524 | 30484 | 70982 | 70908 | 70019 | 68529 | 45390 | 112268 | 54456 | 43873 | 37199 | 59569 | 64173 | 57845 | 44731 | 35275 | 33832
Vermont | Total international exports | 11069 | 1793 | 415 | 250 | 6440 | 9496 | 6937 | 13235 | 25398 | 3704 | 15700 | 2161 | 32247 | 41271 | 40650 | 117140 | 80066 | 38272 | 14402 | 25615 | 0 | 0 | 362070 | 165078 | 66924 | 119741 | 287925 | 439703 | 443336 | 499835 | 669689 | 327830 | 98793
Vermont | Estimated losses | 295906 | 254648 | 296932 | 294309 | 285273 | 295039 | 287909 | 275424 | 290022 | 300170 | 298430 | 342966 | 345636 | 349894 | 365718 | 371147 | 375743 | 393198 | 415019 | 393019 | 422249 | 439303 | 438590 | 433631 | 381369 | 400520 | 406698 | 389572 | 384883 | 401414 | 390607 | 361231 | 358060
Vermont | Unaccounted | -9885 | 34569 | -8009 | 13550 | 34577 | 37798 | 68450 | 86050 | 72017 | 84292 | 94236 | 35161 | 49093 | 49548 | 74976 | 93458 | . | . | . | . | . | . | . | . | . | . | . | . | . | . | . | . | .
Vermont | Net interstate exports | 10126949 | 10302726 | 10592848 | 10682584 | 6038357 | 6716471 | 4988201 | 6886305 | 12250582 | 12647597 | 12203453 | 3364713 | 3036806 | 3948595 | 3131676 | 1968963 | 3065279 | 1281175 | 1049527 | 1984442 | 1623748 | 2262811 | 3898951 | 7161177 | 2816507 | 3700300 | 2981584 | 3368897 | 2977978 | 1592672 | 1381366 | 1822880 | 1590664
Vermont | Total disposition | 15898286 | 16013893 | 16221564 | 16423429 | 11905277 | 12486849 | 10872766 | 12786498 | 18213342 | 18627383 | 18126474 | 9300249 | 9078422 | 9887108 | 9354224 | 8433743 | 9593278 | 7876361 | 7422483 | 7969464 | 7889623 | 8479694 | 10582540 | 13540985 | 8873957 | 9773816 | 9154865 | 9553899 | 9103687 | 7743382 | 7611259 | 7419876 | 6972934
Vermont | Net interstate trade | 10126949 | 10302726 | 10592848 | 10682584 | 6038357 | 6716471 | 4988201 | 6886305 | 12250582 | 12647597 | 12203453 | 3364713 | 3036806 | 3948595 | 3131676 | 1968963 | 3065279 | 1281175 | 1049527 | 1984442 | 1623748 | 2262811 | 3898951 | 7161177 | 2816507 | 3700300 | 2981584 | 3368897 | 2977978 | 1592672 | 1381366 | 1822880 | 1590664
Vermont | Net trade index (ratio) | 2.75 | 2.8 | 2.88 | 2.86 | 2.03 | 2.16 | 1.85 | 2.17 | 3.05 | 3.12 | 3.06 | 1.57 | 1.5 | 1.66 | 1.5 | 1.3 | 1.47 | 1.19 | 1.16 | 1.33 | 1.26 | 1.36 | 1.58 | 2.12 | 1.46 | 1.61 | 1.48 | 1.54 | 1.49 | 1.26 | 1.22 | 1.33 | 1.3
Vermont | Facility Direct Sales are electricity sales from non utility power producers which reported electricity sales to an ultimate customer. Net Interstate Trade = Total Supply - (Total Electric Industry Sales + Direct Use + Total International Exports (if applies) + Estimated Losses). Net Trade Index is the sum of Total Supply / (Total Disposition - Net Interstate Trade). A negative Net Interstate Trade value indicates a net import of electric power. Notes: Totals may not equal sum of components because of independent rounding. Estimated Losses are reported at the utility level, and then allocated to States based on the utility`s salesto ultimate customers by State. Reported losses may include electricity unaccounted for by the utility. Direct use is commercial or industrial use of electricity that (1) is self-generated (2) is produced by either the same entity that consumes the power or an affiliate,and (3) is used in direct support of a service or industrial process located within the same facility or group of facilities that houses the generating equipment. Direct use is exclusive of station use. Beginning with publication year 2010, Total disposition has been reorganized to include Net Interstate Trade. Therefore, Total Disposition equals Total Supply. Sources: U.S. Energy Information Administration, Form EIA-923, Power Plant Operations Report and predecessor forms. U.S. Energy Information Administration,Form EIA-860, Annual Electric Generator Report. U.S. Energy Information Administration, Form EIA-861, Annual Electric Power Industry Report. Form EIA-111, Quarterly Imports and Exports Report.
Virginia
Virginia | megawatthours
Virginia | Category | Year 2022 | Year 2021 | Year 2020 | Year 2019 | Year 2018 | Year 2017 | Year 2016 | Year 2015 | Year 2014 | Year 2013 | Year 2012 | Year 2011 | Year 2010 | Year 2009 | Year 2008 | Year 2007 | Year 2006 | Year 2005 | Year 2004 | Year 2003 | Year 2002 | Year 2001 | Year 2000 | Year 1999 | Year 1998 | Year 1997 | Year 1996 | Year 1995 | Year 1994 | Year 1993 | Year 1992 | Year 1991 | Year 1990
Virginia | Supply
Virginia | Generation
Virginia | ..Electric utilities | 69673108 | 72449064 | 80243866 | 74385815 | 72378588 | 70951166 | 76224379 | 67573071 | 62966914 | 63724860 | 56188401 | 53328664 | 58902054 | 59225368 | 59780402 | 64316732 | 61176351 | 65456080 | 65103653 | 61806347 | 62880125 | 62135492 | 65842720 | 65071068 | 63814565 | 58985991 | 56532918 | 52727470 | 52732286 | 52181906 | 48963593 | 48940655 | 47200499
Virginia | ..Independent power producers | 15910766 | 17372680 | 18138146 | 18141353 | 18747217 | 15395810 | 12051970 | 12151327 | 10124494 | 9587886 | 10824652 | 9150792 | 9303146 | 5627311 | 4969674 | 6537922 | 4635550 | 5278554 | 6263260 | 6058005 | 4828127 | 4696899 | 2857726 | 2408323 | 2285178 | 2510375 | 3016640 | 3341351 | 2313071 | 2297630 | 1670272 | 813240 | 427932
Virginia | ..Combined heat and power, electric | 745938 | 1012106 | 1967251 | 1528805 | 1517249 | 1223999 | 1373406 | 1765112 | 1363562 | 1080585 | 1484439 | 1999340 | 2544588 | 2607854 | 5020046 | 4638270 | 4409041 | 5251187 | 4508634 | 4367778 | 4074281 | 4593146 | 5344130 | 3233798 | 2827119 | 3745571 | 3952388 | 3856415 | 4061982 | 4067684 | 2885741 | 2317857 | 2161720
Virginia | Electric power sector generation subtotal | 86329812 | 90833850 | 100349262 | 94055972 | 92643054 | 87570975 | 89649755 | 81489510 | 74454970 | 74393330 | 68497492 | 64478796 | 70749788 | 67460533 | 69770121 | 75492925 | 70220942 | 75985821 | 75875547 | 72232130 | 71782533 | 71425537 | 74044576 | 70713189 | 68926861 | 65241937 | 63501945 | 59925237 | 59107339 | 58547219 | 53519606 | 52071752 | 49790151
Virginia | ..Combined heat and power, commercial | 1017438 | 328390 | 363879 | 367971 | 381651 | 439456 | 448655 | 463144 | 476142 | 450717 | 253178 | 386830 | 361778 | 333718 | 386340 | 398376 | 346884 | 389315 | 360767 | 332445 | 456195 | 514904 | 606409 | 543276 | 610415 | 657491 | 759998 | 554133 | 333414 | 90720 | 182509 | 164514 | 264869
Virginia | ..Combined heat and power, industrial | 2130075 | 2315942 | 2342859 | 2403696 | 2484416 | 2406718 | 2456466 | 2458938 | 2206326 | 2052518 | 1988565 | 1805233 | 1854890 | 2287814 | 2522070 | 2469206 | 2501710 | 2567909 | 2663726 | 2744845 | 2766923 | 2164303 | 2538386 | 2641144 | 2662167 | 2615906 | 2633181 | 2516651 | 2608173 | 2605571 | 2650240 | 2492830 | 2509438
Virginia | Industrial and commercial generation subtotal | 3147513 | 2644332 | 2706738 | 2771667 | 2866067 | 2846174 | 2905121 | 2922082 | 2682468 | 2503235 | 2241743 | 2192063 | 2216668 | 2621533 | 2908410 | 2867582 | 2848594 | 2957224 | 3024493 | 3077290 | 3223118 | 2679207 | 3144795 | 3184420 | 3272582 | 3273397 | 3393179 | 3070785 | 2941587 | 2696291 | 2832749 | 2657344 | 2774307
Virginia | Total net generation | 89477325 | 93478182 | 103056001 | 96827639 | 95509121 | 90417149 | 92554876 | 84411592 | 77137438 | 76896565 | 70739235 | 66670859 | 72966456 | 70082066 | 72678531 | 78360507 | 73069537 | 78943045 | 78900040 | 75309420 | 75005651 | 74104744 | 77189371 | 73897608 | 72199443 | 68515334 | 66895125 | 62996021 | 62048926 | 61243511 | 56352355 | 54729096 | 52564458
Virginia | Total international imports | 0 | 0 | 0 | 0 | 30492 | 28220 | . | 0 | 0 | 0 | 0 | 0 | 0 | 0 | 0 | 0 | 0 | 0 | 0 | 16 | 375 | 0 | 0 | 0 | 0 | 0 | 0 | 0 | 0 | 0 | 0 | 0 | 0
Virginia | Net interstate imports | 52122698 | 41102159 | 23301608 | 31099543 | 32250714 | 30615042 | 29672251 | 37671869 | 43824242 | 43672009 | 46817968 | 52912485 | 50858500 | 48698862 | 48576229 | 44487255 | 45677733 | 42376444 | 39458324 | 37713380 | 37211367 | 32642807 | 31241626 | 30705823 | 29008475 | 29466309 | 31500656 | 32866650 | 30156199 | 30437308 | 29678463 | 29400320 | 28877488
Virginia | Total supply | 141600023 | 134580341 | 126357609 | 127927182 | 127790327 | 121060411 | 122227127 | 122083461 | 120961680 | 120568574 | 117557203 | 119583344 | 123824956 | 118780928 | 121254760 | 122847762 | 118747270 | 121319489 | 118358364 | 113022816 | 112217393 | 106747551 | 108430997 | 104603431 | 101207918 | 97981643 | 98395781 | 95862671 | 92205125 | 91680819 | 86030818 | 84129416 | 81441946
Virginia | Disposition
Virginia | Sales to ultimate customers
Virginia | ..Full service providers | 123407333 | 117126934 | 112825144 | 116816747 | 117384211 | 110944698 | 111646889 | 111761995 | 112054916 | 110511827 | 107794985 | 110228265 | 113806135 | 108461587 | 110090819 | 111525729 | 106533840 | 108675998 | 105236917 | 101323815 | 100305309 | 95844135 | 96715402 | 93032468 | 90608523 | 87420340 | 87595643 | 85162485 | 82210138 | 81371781 | 76448426 | 75111148 | 72696269
Virginia | ..Energy-only providers | 8857284 | 8118262 | 4429244 | 1605588 | 776476 | 583030 | 631421 | 247050 | 43465 | 0 | 0 | 0 | 0 | 876 | 15518 | 43823 | 41940 | 22055 | 25907 | 30603 | 313261 | 609040 | 0 | 0 | 0 | 0 | 0 | 0 | 0 | 0 | 0 | 0 | 0
Virginia | ..Facility direct sales | . | . | . | 13045 | 5661 | 2004 | 2355 | . | . | 0 | . | . | . | . | . | 0 | 145461 | 151499 | 161349 | 155313 | 196028 | 0 | 0 | 0 | 0 | 0 | 0 | 0 | 0 | 0 | 0 | 0 | 0
Virginia | Total electric industry sales | 132264617 | 125245196 | 117254388 | 118435380 | 118166348 | 111529732 | 112280665 | 112009045 | 112098381 | 110511827 | 107794985 | 110228265 | 113806135 | 108462463 | 110106337 | 111569552 | 106721241 | 108849552 | 105424173 | 101509731 | 100814598 | 96453175 | 96715402 | 93032468 | 90608523 | 87420340 | 87595643 | 85162485 | 82210138 | 81371781 | 76448426 | 75111148 | 72696269
Virginia | Direct use | 2420014 | 2642894 | 2748969 | 2774097 | 2789651 | 2686351 | 2693188 | 2741042 | 1576943 | 2452991 | 2081360 | 1845371 | 1989510 | 2436293 | 2696683 | 2438542 | 2618130 | 2577487 | 2998532 | 2995409 | 2957850 | 2894919 | 2882976 | 2983983 | 3093533 | 3012075 | 2960768 | 2699123 | 2737415 | 2713544 | 3111171 | 2763433 | 2626953
Virginia | Total international exports | 0 | 0 | 0 | 0 | 856 | 34 | . | 0 | 0 | 0 | 0 | 0 | 0 | 0 | 0 | 0 | 0 | 0 | 0 | 0 | 0 | 0 | 0 | 0 | 0 | 0 | 0 | 0 | 0 | 0 | 0 | 0 | 0
Virginia | Estimated losses | 7154387 | 5892345 | 6530397 | 6422026 | 6094743 | 6067042 | 5860049 | 5587644 | 5836956 | 5936655 | 5837525 | 6811405 | 7030689 | 6904441 | 7013828 | 7061513 | 6919685 | 7275040 | 7725061 | 7453669 | 7562065 | 7542972 | 7522840 | 7298595 | 6442963 | 6591226 | 6799322 | 6500047 | 6245203 | 6512481 | 6043537 | 5767394 | 5519159
Virginia | Unaccounted | -238995 | 799906 | -176146 | 295679 | 738729 | 777252 | 1393224 | 1745730 | 1449400 | 1667101 | 1843333 | 698303 | 998622 | 977731 | 1437912 | 1778155 | . | . | . | . | . | . | . | . | . | . | . | . | . | . | . | . | .
Virginia | Net interstate exports | 0 | 0 | 0 | 0 | 0 | 0 | 0 | 0 | 0 | 0 | 0 | 0 | 0 | 0 | 0 | 0 | 0 | 0 | 0 | 0 | 0 | 0 | 0 | 0 | 0 | 0 | 0 | 0 | 0 | 0 | 0 | 0 | 0
Virginia | Total disposition | 141600023 | 134580341 | 126357609 | 127927182 | 127790327 | 121060411 | 122227127 | 122083461 | 120961680 | 120568574 | 117557203 | 119583344 | 123824956 | 118780928 | 121254760 | 122847762 | 118747270 | 121319489 | 118358364 | 113022816 | 112217393 | 106747551 | 108430997 | 104603431 | 101207918 | 97981643 | 98395781 | 95862671 | 92205125 | 91680819 | 86030818 | 84129416 | 81441946
Virginia | Net interstate trade | -52122698 | -41102159 | -23301608 | -31099543 | -32250714 | -30615042 | -29672251 | -37671869 | -43824242 | -43672009 | -46817968 | -52912485 | -50858500 | -48698862 | -48576229 | -44487255 | -45677733 | -42376444 | -39458324 | -37713380 | -37211367 | -32642807 | -31241626 | -30705823 | -29008475 | -29466309 | -31500656 | -32866650 | -30156199 | -30437308 | -29678463 | -29400320 | -28877488
Virginia | Net trade index (ratio) | 0.63 | 0.69 | 0.82 | 0.76 | 0.75 | 0.75 | 0.76 | 0.69 | 0.64 | 0.64 | 0.6 | 0.56 | 0.59 | 0.59 | 0.6 | 0.64 | 0.62 | 0.65 | 0.67 | 0.67 | 0.67 | 0.69 | 0.71 | 0.71 | 0.71 | 0.7 | 0.68 | 0.66 | 0.67 | 0.67 | 0.66 | 0.65 | 0.65
Virginia | Facility Direct Sales are electricity sales from non utility power producers which reported electricity sales to an ultimate customer. Net Interstate Trade = Total Supply - (Total Electric Industry Sales + Direct Use + Total International Exports (if applies) + Estimated Losses). Net Trade Index is the sum of Total Supply / (Total Disposition - Net Interstate Trade). A negative Net Interstate Trade value indicates a net import of electric power. Notes: Totals may not equal sum of components because of independent rounding. Estimated Losses are reported at the utility level, and then allocated to States based on the utility`s salesto ultimate customers by State. Reported losses may include electricity unaccounted for by the utility. Direct use is commercial or industrial use of electricity that (1) is self-generated (2) is produced by either the same entity that consumes the power or an affiliate,and (3) is used in direct support of a service or industrial process located within the same facility or group of facilities that houses the generating equipment. Direct use is exclusive of station use. Beginning with publication year 2010, Total disposition has been reorganized to include Net Interstate Trade. Therefore, Total Disposition equals Total Supply. Sources: U.S. Energy Information Administration, Form EIA-923, Power Plant Operations Report and predecessor forms. U.S. Energy Information Administration,Form EIA-860, Annual Electric Generator Report. U.S. Energy Information Administration, Form EIA-861, Annual Electric Power Industry Report. Form EIA-111, Quarterly Imports and Exports Report.
Washington
Washington | megawatthours
Washington | Category | Year 2022 | Year 2021 | Year 2020 | Year 2019 | Year 2018 | Year 2017 | Year 2016 | Year 2015 | Year 2014 | Year 2013 | Year 2012 | Year 2011 | Year 2010 | Year 2009 | Year 2008 | Year 2007 | Year 2006 | Year 2005 | Year 2004 | Year 2003 | Year 2002 | Year 2001 | Year 2000 | Year 1999 | Year 1998 | Year 1997 | Year 1996 | Year 1995 | Year 1994 | Year 1993 | Year 1992 | Year 1991 | Year 1990
Washington | Supply
Washington | Generation
Washington | ..Electric utilities | 102151649 | 95616836 | 100652726 | 88466918 | 101638299 | 100482354 | 98948414 | 93675576 | 102294256 | 100013661 | 106615302 | 103334454 | 88057219 | 90733028 | 93162079 | 90531201 | 94067080 | 83152928 | 83500909 | 82205391 | 88568483 | 67683216 | 96227037 | 112071721 | 97127552 | 117453024 | 112606349 | 95671478 | 82347668 | 83771148 | 84114917 | 101353045 | 100478861
Washington | ..Independent power producers | 12517320 | 12979924 | 13360168 | 15775539 | 12824205 | 13034613 | 12564609 | 13040863 | 11553416 | 11658343 | 7770860 | 9379276 | 12329887 | 10530950 | 14907806 | 13797369 | 10886889 | 15286762 | 15054456 | 13541083 | 9817232 | 9453572 | 6587550 | 484377 | 350206 | 407735 | 324488 | 365132 | 336421 | 301886 | 311951 | 188961 | 176850
Washington | ..Combined heat and power, electric | 0 | 0 | 0 | 0 | 899661 | 940599 | 1026266 | 998946 | 1003103 | 1042190 | 1075813 | 1193709 | 1740163 | 2084959 | 1859588 | 1947956 | 2385142 | 2516565 | 2582512 | 3350437 | 3268354 | 4427127 | 4064721 | 3047598 | 3245935 | 2947067 | 4204129 | 4692586 | 4567805 | 2662828 | 706236 | 256829 | 8460
Washington | Electric power sector generation subtotal | 114668969 | 108596760 | 114012894 | 104242457 | 115362165 | 114457566 | 112539289 | 107715385 | 114850774 | 112714194 | 115461975 | 113907439 | 102127269 | 103348937 | 109929473 | 106276525 | 107339111 | 100956255 | 101137877 | 99096911 | 101654069 | 81563915 | 106879308 | 115603696 | 100723694 | 120807826 | 117134965 | 100729196 | 87251894 | 86735862 | 85133104 | 101798835 | 100664171
Washington | ..Combined heat and power, commercial | 20200 | 23683 | 24125 | 22374 | 31578 | 26936 | 36089 | 34789 | 29642 | 25715 | 7020 | 6583 | 68131 | 58836 | 62959 | 52256 | 78033 | 72734 | 94996 | 77409 | 32932 | 137980 | 106251 | 117921 | 115581 | 113510 | 111940 | 110361 | 89142 | 74935 | 78864 | 94194 | 100626
Washington | ..Combined heat and power, industrial | 2001329 | 2187958 | 2077449 | 2198777 | 1362985 | 1427576 | 1511205 | 1537284 | 1453946 | 1433007 | 1366478 | 1348579 | 1277329 | 1062360 | 836018 | 661435 | 786012 | 936861 | 932179 | 920371 | 1078048 | 1346769 | 1251318 | 1362400 | 1319234 | 1204832 | 1411224 | 1358028 | 1245440 | 1184979 | 1270461 | 977534 | 1306738
Washington | Industrial and commercial generation subtotal | 2021529 | 2211641 | 2101574 | 2221151 | 1394563 | 1454512 | 1547294 | 1572073 | 1483588 | 1458722 | 1373499 | 1355162 | 1345460 | 1121196 | 898978 | 713691 | 864045 | 1009595 | 1027175 | 997780 | 1110979 | 1484749 | 1357569 | 1480321 | 1434815 | 1318342 | 1523164 | 1468389 | 1334582 | 1259914 | 1349325 | 1071728 | 1407364
Washington | Total net generation | 116690498 | 110808401 | 116114468 | 106463608 | 116756729 | 115912078 | 114086582 | 109287458 | 116334363 | 114172916 | 116835473 | 115262601 | 103472729 | 104470133 | 110828451 | 106990217 | 108203155 | 101965850 | 102165052 | 100094691 | 102765048 | 83048665 | 108236877 | 117084017 | 102158509 | 122126167 | 118658129 | 102197585 | 88586476 | 87995776 | 86482429 | 102870563 | 102071535
Washington | Total international imports | 5786236 | 5333712 | 6831412 | 2409006 | 1435330 | 1814257 | 1514335 | 3618887 | 1687101 | 1889261 | 2246709 | 3045037 | 2211420 | 3150023 | 2973166 | 3622104 | 2429604 | 2532518 | 2228741 | 3445319 | 4361543 | 3152421 | 4257197 | 8833922 | 6868703 | 7198952 | 5270168 | 883468 | 2822891 | 1801202 | 6245029 | 2617362 | 280050
Washington | Net interstate imports | 0 | 0 | 0 | 0 | 0 | 0 | 0 | 0 | 0 | 0 | 0 | 0 | 1279785 | 0 | 0 | 0 | 0 | 0 | 0 | 0 | 0 | 10176675 | 1096439 | 0 | 1343594 | 0 | 0 | 0 | 6341351 | 13219397 | 7787678 | 0 | 0
Washington | Total supply | 122476734 | 116142113 | 122945880 | 108872614 | 118192059 | 117726335 | 115600917 | 112906345 | 118021464 | 116062177 | 119082182 | 118307638 | 106963934 | 107620156 | 113801617 | 110612321 | 110632759 | 104498368 | 104393793 | 103540010 | 107126591 | 96377761 | 113590513 | 125917939 | 110370806 | 129325119 | 123928297 | 103081053 | 97750718 | 103016375 | 100515136 | 105487925 | 102351585
Washington | Disposition
Washington | Sales to ultimate customers
Washington | ..Full service providers | 88596609 | 85952424 | 84485772 | 88730775 | 87977064 | 89639210 | 86799742 | 88103002 | 90021490 | 90750103 | 90002831 | 91363506 | 88116958 | 85263501 | 85287721 | 83474596 | 82941354 | 81394743 | 79606088 | 76104294 | 75403856 | 78495247 | 93193679 | 94155336 | 91049725 | 88306489 | 87413258 | 88353414 | 87133397 | 90472611 | 89319316 | 92713509 | 91046151
Washington | ..Energy-only providers | 2300711 | 2246244 | 2220372 | 2322021 | 2028727 | 2308962 | 2085574 | 2013084 | 2099219 | 2089434 | 2296073 | 2322385 | 2263012 | 4946501 | 2045163 | 2267351 | 2091981 | 2030457 | 375520 | 2020562 | 1088027 | 1170963 | 3317442 | 4874988 | 3822864 | 2625620 | 1010848 | 0 | 0 | 0 | 0 | 0 | 0
Washington | ..Facility direct sales | . | . | . | . | . | . | . | . | 20068 | 43186 | 37537 | 39026 | . | 0 | 0 | 0 | 0 | 0 | 0 | 8645 | 0 | 0 | 0 | 0 | 0 | 0 | 0 | 0 | 0 | 0 | 0 | 0 | 0
Washington | Total electric industry sales | 90897320 | 88198668 | 86706144 | 91052796 | 90005791 | 91948172 | 88885316 | 90116086 | 92140777 | 92882723 | 92336441 | 93724917 | 90379970 | 90210002 | 87332884 | 85741947 | 85033335 | 83425200 | 79981608 | 78133501 | 76491883 | 79666210 | 96511121 | 99030324 | 94872589 | 90932109 | 88424106 | 88353414 | 87133397 | 90472611 | 89319316 | 92713509 | 91046151
Washington | Direct use | 750773 | 849629 | 841296 | 889650 | 987941 | 991401 | 1028209 | 949246 | 944590 | 1244298 | 818833 | 1003912 | 1043383 | 887911 | 650283 | 624040 | 759485 | 522383 | 1394018 | 1392566 | 1375105 | 1345849 | 1358902 | 1422104 | 1384728 | 1272012 | 1463148 | 1418041 | 1134517 | 1065936 | 1144802 | 841701 | 1218129
Washington | Total international exports | 2118283 | 1413460 | 1880719 | 6289765 | 5447095 | 2883609 | 2292801 | 6929097 | 9226485 | 8220860 | 8420115 | 9805972 | 9164045 | 9328182 | 10246628 | 6880724 | 11086396 | 5537369 | 7076947 | 5401791 | 5548924 | 8209880 | 5390058 | 7025492 | 4401860 | 3567105 | 663705 | 1648456 | 25538 | 1083688 | 2623 | 2955 | 36917
Washington | Estimated losses | 4916769 | 4149437 | 4829035 | 4937236 | 4642287 | 5001836 | 4639021 | 4495499 | 4797765 | 4989626 | 5000384 | 5791603 | 5583473 | 5742536 | 5563148 | 5426820 | 5513465 | 5575785 | 5860732 | 5737197 | 5737628 | 6230173 | 7506950 | 7769140 | 6746172 | 6856003 | 6863629 | 6743595 | 6619205 | 7240853 | 7061030 | 7118988 | 6912296
Washington | Unaccounted | -164247 | 563300 | -130254 | 227317 | 562681 | 640788 | 1102925 | 1404515 | 1191354 | 1401161 | 1578986 | 593753 | 793063 | 813194 | 1140507 | 1366524 | . | . | . | . | . | . | . | . | . | . | . | . | . | . | . | . | .
Washington | Net interstate exports | 23957835 | 20967619 | 28818941 | 5475850 | 16546263 | 16260529 | 17652645 | 9011902 | 9720493 | 7323509 | 10927423 | 7387481 | 0 | 638330 | 8868168 | 10572266 | 4932257 | 5979960 | 7523404 | 11143844 | 16434917 | 0 | 0 | 7546923 | 0 | 23842204 | 23939720 | 1979467 | 0 | 0 | 0 | 1642326 | 317343
Washington | Total disposition | 122476734 | 116142113 | 122945880 | 108872614 | 118192059 | 117726335 | 115600917 | 112906345 | 118021464 | 116062177 | 119082182 | 118307638 | 106963934 | 107620156 | 113801617 | 110612321 | 110632759 | 104498368 | 104393793 | 103540010 | 107126591 | 96377761 | 113590513 | 125917939 | 110370806 | 129325119 | 123928297 | 103081053 | 97750718 | 103016375 | 100515136 | 105487925 | 102351585
Washington | Net interstate trade | 23957835 | 20967619 | 28818941 | 5475850 | 16546263 | 16260529 | 17652645 | 9011902 | 9720493 | 7323509 | 10927423 | 7387481 | -1279785 | 638330 | 8868168 | 10572266 | 4932257 | 5979960 | 7523404 | 11143844 | 16434917 | -10176675 | -1096439 | 7546923 | -1343594 | 23842204 | 23939720 | 1979467 | -6341351 | -13219397 | -7787678 | 1642326 | 317343
Washington | Net trade index (ratio) | 1.24 | 1.22 | 1.31 | 1.05 | 1.16 | 1.16 | 1.18 | 1.09 | 1.09 | 1.07 | 1.1 | 1.07 | 0.99 | 1.01 | 1.08 | 1.11 | 1.05 | 1.06 | 1.08 | 1.12 | 1.18 | 0.89 | 0.99 | 1.06 | 0.99 | 1.23 | 1.24 | 1.02 | 0.94 | 0.87 | 0.92 | 1.02 | 1
Washington | Facility Direct Sales are electricity sales from non utility power producers which reported electricity sales to an ultimate customer. Net Interstate Trade = Total Supply - (Total Electric Industry Sales + Direct Use + Total International Exports (if applies) + Estimated Losses). Net Trade Index is the sum of Total Supply / (Total Disposition - Net Interstate Trade). A negative Net Interstate Trade value indicates a net import of electric power. Notes: Totals may not equal sum of components because of independent rounding. Estimated Losses are reported at the utility level, and then allocated to States based on the utility`s salesto ultimate customers by State. Reported losses may include electricity unaccounted for by the utility. Direct use is commercial or industrial use of electricity that (1) is self-generated (2) is produced by either the same entity that consumes the power or an affiliate,and (3) is used in direct support of a service or industrial process located within the same facility or group of facilities that houses the generating equipment. Direct use is exclusive of station use. Beginning with publication year 2010, Total disposition has been reorganized to include Net Interstate Trade. Therefore, Total Disposition equals Total Supply. Sources: U.S. Energy Information Administration, Form EIA-923, Power Plant Operations Report and predecessor forms. U.S. Energy Information Administration,Form EIA-860, Annual Electric Generator Report. U.S. Energy Information Administration, Form EIA-861, Annual Electric Power Industry Report. Form EIA-111, Quarterly Imports and Exports Report.
West Virginia
West Virginia | megawatthours
West Virginia | Category | Year 2022 | Year 2021 | Year 2020 | Year 2019 | Year 2018 | Year 2017 | Year 2016 | Year 2015 | Year 2014 | Year 2013 | Year 2012 | Year 2011 | Year 2010 | Year 2009 | Year 2008 | Year 2007 | Year 2006 | Year 2005 | Year 2004 | Year 2003 | Year 2002 | Year 2001 | Year 2000 | Year 1999 | Year 1998 | Year 1997 | Year 1996 | Year 1995 | Year 1994 | Year 1993 | Year 1992 | Year 1991 | Year 1990
West Virginia | Supply
West Virginia | Generation
West Virginia | ..Electric utilities | 38801850 | 47251892 | 40783193 | 48312222 | 49799036 | 55929287 | 59429345 | 57042502 | 63331833 | 46351104 | 47363441 | 55529639 | 56719755 | 51708607 | 66666509 | 69347861 | 68163826 | 61241831 | 59083917 | 64056696 | 63341620 | 51608803 | 89708609 | 91677692 | 89605447 | 88284461 | 83978125 | 77322168 | 77702716 | 71078069 | 72333924 | 71254116 | 77363692
West Virginia | ..Independent power producers | 16824002 | 17315353 | 14593742 | 14023278 | 15999729 | 15934416 | 15219991 | 13725382 | 16180781 | 27971143 | 24634159 | 22026337 | 22757413 | 17700136 | 23138417 | 23058183 | 23958597 | 30556310 | 28498415 | 28428954 | 29372856 | 28457588 | 1039980 | 891963 | 945653 | 960345 | 928869 | 936342 | 1353323 | 1237573 | 567918 | 299950 | 250443
West Virginia | ..Combined heat and power, electric | 0 | 0 | 0 | 344130 | 385266 | 416682 | 416620 | 405911 | 413607 | 404904 | 408719 | 407290 | 387724 | 413403 | 411413 | 417189 | 470477 | 467260 | 464557 | 446356 | 408741 | 306229 | 451238 | 435126 | 442614 | 456423 | 442350 | 376729 | 414419 | 442981 | 353967 | 103 | 0
West Virginia | Electric power sector generation subtotal | 55625852 | 64567245 | 55376935 | 62679630 | 66184031 | 72280385 | 75065956 | 71173795 | 79926222 | 74727151 | 72406319 | 77963266 | 79864892 | 69822146 | 90216339 | 92823233 | 92592900 | 92265401 | 88046889 | 92932006 | 93123217 | 80372620 | 91199826 | 93004781 | 90993714 | 89701229 | 85349344 | 78635239 | 79470458 | 72758623 | 73255808 | 71554170 | 77614135
West Virginia | ..Combined heat and power, commercial | 0 | 0 | 0 | 0 | 0 | 0 | 0 | 0 | 0 | 0 | 0 | 0 | 0 | 0 | 0 | 0 | 0 | 0 | 0 | 0 | 0 | 0 | 0 | 0 | 0 | 0 | 0 | 0 | 0 | 0 | 0 | 0 | 0
West Virginia | ..Combined heat and power, industrial | 1039508 | 1268818 | 1284598 | 1246009 | 1064994 | 1076695 | 877012 | 1121474 | 1133355 | 1135916 | 1007086 | 1036357 | 924055 | 960368 | 906758 | 1109877 | 1222904 | 1360885 | 1702673 | 1779548 | 1638535 | 1464105 | 1665349 | 1687816 | 1828473 | 1827648 | 1895045 | 1902190 | 1959084 | 1990540 | 1904106 | 1869565 | 1925409
West Virginia | Industrial and commercial generation subtotal | 1039508 | 1268818 | 1284598 | 1246009 | 1064994 | 1076695 | 877012 | 1121474 | 1133355 | 1135916 | 1007086 | 1036357 | 924055 | 960368 | 906758 | 1109877 | 1222904 | 1360885 | 1702673 | 1779548 | 1638535 | 1464105 | 1665349 | 1687816 | 1828473 | 1827648 | 1895045 | 1902190 | 1959084 | 1990540 | 1904106 | 1869565 | 1925409
West Virginia | Total net generation | 56665360 | 65836063 | 56661533 | 63925639 | 67249025 | 73357080 | 75942968 | 72295269 | 81059577 | 75863067 | 73413405 | 78999624 | 80788947 | 70782514 | 91123097 | 93933109 | 93815804 | 93626285 | 89749562 | 94711554 | 94761752 | 81836725 | 92865175 | 94692597 | 92822187 | 91528877 | 87244389 | 80537429 | 81429542 | 74749163 | 75159914 | 73423734 | 79539544
West Virginia | Total international imports | 0 | 0 | 0 | 0 | 8784 | 397 | . | 0 | 0 | 0 | 0 | 0 | 0 | 0 | 0 | 0 | 0 | 0 | 0 | 0 | 0 | 0 | 0 | 0 | 0 | 0 | 0 | 0 | 0 | 0 | 0 | 0 | 0
West Virginia | Net interstate imports | 0 | 0 | 0 | 0 | 0 | 0 | 0 | 0 | 0 | 0 | 0 | 0 | 0 | 0 | 0 | 0 | 0 | 0 | 0 | 0 | 0 | 0 | 0 | 0 | 0 | 0 | 0 | 0 | 0 | 0 | 0 | 0 | 0
West Virginia | Total supply | 56665360 | 65836063 | 56661533 | 63925639 | 67257809 | 73357477 | 75942968 | 72295269 | 81059577 | 75863067 | 73413405 | 78999624 | 80788947 | 70782514 | 91123097 | 93933109 | 93815804 | 93626285 | 89749562 | 94711554 | 94761752 | 81836725 | 92865175 | 94692597 | 92822187 | 91528877 | 87244389 | 80537429 | 81429542 | 74749163 | 75159914 | 73423734 | 79539544
West Virginia | Disposition
West Virginia | Sales to ultimate customers
West Virginia | ..Full service providers | 32986288 | 32777988 | 32076583 | 33247013 | 33646813 | 31709019 | 32076146 | 32303026 | 32696106 | 31399850 | 30817241 | 31238753 | 32031803 | 30271329 | 34221103 | 34183839 | 32312126 | 30130566 | 28918612 | 28274989 | 28463122 | 27669432 | 27692998 | 27144008 | 26511261 | 26247224 | 26126778 | 25976705 | 24775708 | 24441525 | 23831118 | 23624945 | 23132431
West Virginia | ..Energy-only providers | 0 | 0 | 0 | 0 | 0 | 0 | 0 | 0 | 0 | 0 | 0 | 0 | 0 | 0 | 0 | 0 | 0 | 0 | 0 | 0 | 0 | 0 | 0 | 0 | 0 | 0 | 0 | 0 | 0 | 0 | 0 | 0 | 0
West Virginia | ..Facility direct sales | . | . | . | . | . | . | . | . | . | 0 | . | . | . | . | . | 0 | 0 | 21503 | 0 | 22004 | 0 | 0 | 0 | 0 | 0 | 0 | 0 | 0 | 0 | 0 | 0 | 0 | 0
West Virginia | Total electric industry sales | 32986288 | 32777988 | 32076583 | 33247013 | 33646813 | 31709019 | 32076146 | 32303026 | 32696106 | 31399850 | 30817241 | 31238753 | 32031803 | 30271329 | 34221103 | 34183839 | 32312126 | 30152069 | 28918612 | 28296993 | 28463122 | 27669432 | 27692998 | 27144008 | 26511261 | 26247224 | 26126778 | 25976705 | 24775708 | 24441525 | 23831118 | 23624945 | 23132431
West Virginia | Direct use | 540028 | 779285 | 760925 | 774742 | 473128 | 642056 | 470563 | 658470 | 696633 | 556760 | 495461 | 512099 | 445681 | 371391 | 520854 | 544461 | 1390780 | 1359996 | 1818157 | 1816264 | 1793490 | 1755332 | 1743594 | 1763441 | 1926151 | 1919885 | 1954313 | 1983968 | 2114023 | 2142462 | 1990313 | 1871331 | 1925622
West Virginia | Total international exports | 0 | 0 | 0 | 0 | 246 | 10 | . | 0 | 0 | 0 | 0 | 0 | 0 | 0 | 0 | 0 | 0 | 0 | 0 | 0 | 0 | 0 | 0 | 0 | 0 | 0 | 0 | 0 | 0 | 0 | 0 | 0 | 0
West Virginia | Estimated losses | 1784277 | 1542089 | 1786482 | 1802782 | 1735424 | 1724921 | 1674089 | 1611457 | 1702484 | 1686789 | 1668876 | 1930356 | 1978853 | 1926995 | 2179901 | 2163580 | 2095082 | 2015236 | 2119040 | 2077795 | 2135008 | 2163845 | 2154052 | 2129505 | 1885155 | 1978960 | 2028005 | 1982678 | 1882120 | 1956145 | 1883940 | 1814037 | 1756232
West Virginia | Unaccounted | -59604 | 209344 | -48187 | 83002 | 210347 | 220980 | 398014 | 503462 | 422751 | 473675 | 526986 | 197899 | 281072 | 272880 | 446904 | 544809 | . | . | . | . | . | . | . | . | . | . | . | . | . | . | . | . | .
West Virginia | Net interstate exports | 21414372 | 30527357 | 22085730 | 28018099 | 31191852 | 39060491 | 41324156 | 37218853 | 45541602 | 41745993 | 39904841 | 45120516 | 46051539 | 37939920 | 53754335 | 56496420 | 57861944 | 60019313 | 57282012 | 63204176 | 63078305 | 51213230 | 61816671 | 64171644 | 63208614 | 62109699 | 57895225 | 51295732 | 53640349 | 47209794 | 48340675 | 46961239 | 53623093
West Virginia | Total disposition | 56665360 | 65836063 | 56661533 | 63925639 | 67257809 | 73357477 | 75942968 | 72295269 | 81059577 | 75863067 | 73413405 | 78999624 | 80788947 | 70782514 | 91123097 | 93933109 | 93815804 | 93626285 | 89749562 | 94711554 | 94761752 | 81836725 | 92865175 | 94692597 | 92822187 | 91528877 | 87244389 | 80537429 | 81429542 | 74749163 | 75159914 | 73423734 | 79539544
West Virginia | Net interstate trade | 21414372 | 30527357 | 22085730 | 28018099 | 31191852 | 39060491 | 41324156 | 37218853 | 45541602 | 41745993 | 39904841 | 45120516 | 46051539 | 37939920 | 53754335 | 56496420 | 57861944 | 60019313 | 57282012 | 63204176 | 63078305 | 51213230 | 61816671 | 64171644 | 63208614 | 62109699 | 57895225 | 51295732 | 53640349 | 47209794 | 48340675 | 46961239 | 53623093
West Virginia | Net trade index (ratio) | 1.61 | 1.86 | 1.64 | 1.78 | 1.86 | 2.14 | 2.19 | 2.06 | 2.28 | 2.22 | 2.19 | 2.33 | 2.33 | 2.16 | 2.44 | 2.51 | 2.61 | 2.79 | 2.76 | 3.01 | 2.99 | 2.67 | 2.99 | 3.1 | 3.13 | 3.11 | 2.97 | 2.75 | 2.93 | 2.71 | 2.8 | 2.77 | 3.07
West Virginia | Facility Direct Sales are electricity sales from non utility power producers which reported electricity sales to an ultimate customer. Net Interstate Trade = Total Supply - (Total Electric Industry Sales + Direct Use + Total International Exports (if applies) + Estimated Losses). Net Trade Index is the sum of Total Supply / (Total Disposition - Net Interstate Trade). A negative Net Interstate Trade value indicates a net import of electric power. Notes: Totals may not equal sum of components because of independent rounding. Estimated Losses are reported at the utility level, and then allocated to States based on the utility`s salesto ultimate customers by State. Reported losses may include electricity unaccounted for by the utility. Direct use is commercial or industrial use of electricity that (1) is self-generated (2) is produced by either the same entity that consumes the power or an affiliate,and (3) is used in direct support of a service or industrial process located within the same facility or group of facilities that houses the generating equipment. Direct use is exclusive of station use. Beginning with publication year 2010, Total disposition has been reorganized to include Net Interstate Trade. Therefore, Total Disposition equals Total Supply. Sources: U.S. Energy Information Administration, Form EIA-923, Power Plant Operations Report and predecessor forms. U.S. Energy Information Administration,Form EIA-860, Annual Electric Generator Report. U.S. Energy Information Administration, Form EIA-861, Annual Electric Power Industry Report. Form EIA-111, Quarterly Imports and Exports Report.
Wisconsin
Wisconsin | megawatthours
Wisconsin | Category | Year 2022 | Year 2021 | Year 2020 | Year 2019 | Year 2018 | Year 2017 | Year 2016 | Year 2015 | Year 2014 | Year 2013 | Year 2012 | Year 2011 | Year 2010 | Year 2009 | Year 2008 | Year 2007 | Year 2006 | Year 2005 | Year 2004 | Year 2003 | Year 2002 | Year 2001 | Year 2000 | Year 1999 | Year 1998 | Year 1997 | Year 1996 | Year 1995 | Year 1994 | Year 1993 | Year 1992 | Year 1991 | Year 1990
Wisconsin | Supply
Wisconsin | Generation
Wisconsin | ..Electric utilities | 47343364 | 50625364 | 47373949 | 48360670 | 51294228 | 51380493 | 50611672 | 52388626 | 47301782 | 47027455 | 40543431 | 44934059 | 45579970 | 41375366 | 45536712 | 44284480 | 51914755 | 55169108 | 56142364 | 56068698 | 54773666 | 54959426 | 55665471 | 54704370 | 52529065 | 48560127 | 51651435 | 51012390 | 49437481 | 47762861 | 46463756 | 47148818 | 45550958
Wisconsin | ..Independent power producers | 12332107 | 11037826 | 11344864 | 11603856 | 11834360 | 11202478 | 11602344 | 11332971 | 10835514 | 16136351 | 20138057 | 15551696 | 15833631 | 15463079 | 14498692 | 15406460 | 6373132 | 3211634 | 1347857 | 726390 | 351481 | 774836 | 566986 | 233407 | 244286 | 164657 | 147177 | 138945 | 133217 | 123871 | 127008 | 107242 | 110156
Wisconsin | ..Combined heat and power, electric | 29319 | 921073 | 937443 | 920643 | 867925 | 758788 | 987622 | 730927 | 792391 | 728849 | 994009 | 638956 | 662839 | 875699 | 943351 | 1064976 | 784894 | 793073 | 406981 | 584872 | 746414 | 568481 | 723405 | 813001 | 913015 | 0 | 32001 | 68342 | 66554 | 26653 | 22651 | 0 | 22651
Wisconsin | Electric power sector generation subtotal | 59704789 | 62584263 | 59656256 | 60885168 | 63996513 | 63341759 | 63201639 | 64452525 | 58929686 | 63892655 | 61675497 | 61124711 | 62076440 | 57714143 | 60978755 | 60755916 | 59072781 | 59173815 | 57897202 | 57379960 | 55871561 | 56302743 | 56955862 | 55750779 | 53686366 | 48724784 | 51830613 | 51219677 | 49637252 | 47913385 | 46613415 | 47256060 | 45683765
Wisconsin | ..Combined heat and power, commercial | 139371 | 148068 | 139527 | 137104 | 144573 | 124285 | 157449 | 106339 | 176219 | 130195 | 71941 | 114853 | 142106 | 184190 | 171414 | 125697 | 109795 | 164035 | 163289 | 131819 | 146860 | 147714 | 158732 | 152010 | 137991 | 127114 | 114254 | 109385 | 108002 | 11313 | 20287 | 17207 | 20287
Wisconsin | ..Combined heat and power, industrial | 1400150 | 1544149 | 1652762 | 1752027 | 1795718 | 1641289 | 1607524 | 1801319 | 1958891 | 1939942 | 2003500 | 2049780 | 2095521 | 2060727 | 2329386 | 2509017 | 2457267 | 2486814 | 2384442 | 2610645 | 2413017 | 2312976 | 2529826 | 2636062 | 2623074 | 2562111 | 2472872 | 2594069 | 2613702 | 2313854 | 2259697 | 2083468 | 2064804
Wisconsin | Industrial and commercial generation subtotal | 1539521 | 1692217 | 1792289 | 1889131 | 1940291 | 1765573 | 1764972 | 1907658 | 2135109 | 2070137 | 2075441 | 2164633 | 2237627 | 2244917 | 2500800 | 2634714 | 2567063 | 2650849 | 2547732 | 2742464 | 2559877 | 2460689 | 2688557 | 2788072 | 2761065 | 2689225 | 2587125 | 2703454 | 2721704 | 2325167 | 2279984 | 2100676 | 2085091
Wisconsin | Total net generation | 61244310 | 64276480 | 61448545 | 62774299 | 65936803 | 65107333 | 64966611 | 66360183 | 61064796 | 65962792 | 63750938 | 63289344 | 64314067 | 59959060 | 63479555 | 63390630 | 61639843 | 61824664 | 60444933 | 60122425 | 58431438 | 58763433 | 59644419 | 58538851 | 56447431 | 51414009 | 54417739 | 53923131 | 52358955 | 50238552 | 48893398 | 49356736 | 47768856
Wisconsin | Total international imports | 0 | 0 | 0 | 0 | . | 0 | . | 0 | 0 | 0 | 0 | 0 | 0 | 0 | 0 | 80 | 34 | 68 | 0 | 920 | 0 | 0 | 0 | 402581 | 840008 | 878428 | 163471 | 0 | 0 | 0 | 0 | 0 | 0
Wisconsin | Net interstate imports | 13794933 | 10499729 | 11419087 | 12176609 | 11064219 | 10008508 | 11051835 | 8804648 | 15064515 | 10047247 | 12179194 | 12212738 | 11535663 | 13344578 | 14492190 | 16114283 | 16050592 | 16571114 | 15871347 | 14745353 | 16164635 | 13416267 | 13394358 | 12513742 | 12067833 | 15062186 | 11405855 | 11327915 | 9790455 | 9652845 | 8415097 | 7802914 | 7348237
Wisconsin | Total supply | 75039243 | 74776209 | 72867632 | 74950908 | 77001022 | 75115841 | 76018446 | 75164831 | 76129311 | 76010039 | 75930132 | 75502082 | 75849730 | 73303638 | 77971745 | 79504993 | 77690469 | 78395846 | 76316280 | 74868698 | 74596073 | 72179700 | 73038777 | 71455174 | 69355272 | 67354623 | 65987065 | 65251046 | 62149410 | 59891397 | 57308495 | 57159650 | 55117093
Wisconsin | Disposition
Wisconsin | Sales to ultimate customers
Wisconsin | ..Full service providers | 69870221 | 69426615 | 67448361 | 69157540 | 70959549 | 69079109 | 69736183 | 68696640 | 69223736 | 68822688 | 68820090 | 68611622 | 68752417 | 66286439 | 70121827 | 71301300 | 69818749 | 70333683 | 67905372 | 67178171 | 66999296 | 65218293 | 65146487 | 63547448 | 62061221 | 60094002 | 58743628 | 57966904 | 55411611 | 53156402 | 50925090 | 51032208 | 49198028
Wisconsin | ..Energy-only providers | 0 | 0 | 0 | 0 | 0 | 0 | 0 | 0 | 0 | 0 | 0 | 0 | 0 | 0 | 0 | 0 | 0 | 0 | 0 | 0 | 0 | 0 | 0 | 0 | 0 | 0 | 0 | 0 | 0 | 0 | 0 | 0 | 0
Wisconsin | ..Facility direct sales | 5650 | . | . | . | . | . | 155 | 2292 | 271019 | 301355 | . | . | . | . | 0 | 0 | 2000 | 2000 | 70337 | 63323 | 16135 | 0 | 0 | 0 | 0 | 0 | 0 | 0 | 0 | 0 | 0 | 0 | 0
Wisconsin | Total electric industry sales | 69875871 | 69426615 | 67448361 | 69157540 | 70959549 | 69079109 | 69736338 | 68698932 | 69494755 | 69124043 | 68820090 | 68611622 | 68752417 | 66286439 | 70121827 | 71301300 | 69820749 | 70335683 | 67975709 | 67241494 | 67015431 | 65218293 | 65146487 | 63547448 | 62061221 | 60094002 | 58743628 | 57966904 | 55411611 | 53156402 | 50925090 | 51032208 | 49198028
Wisconsin | Direct use | 1509946 | 1639908 | 1764109 | 1870723 | 1937935 | 1797524 | 1777176 | 1968093 | 2117420 | 2129923 | 2206313 | 2216040 | 2246656 | 2200039 | 2467351 | 2554483 | 3586727 | 4086924 | 2758806 | 2755932 | 2721376 | 2663477 | 2724611 | 2767317 | 2752192 | 2701748 | 2599273 | 2772603 | 2785420 | 2354569 | 2299356 | 2104152 | 2104694
Wisconsin | Total international exports | 0 | 0 | 0 | 0 | . | 0 | . | 0 | 0 | 0 | 0 | 0 | 0 | 0 | 30 | 0 | 0 | 0 | 0 | 0 | 0 | 0 | 0 | 3248 | 33488 | 0 | 0 | 0 | 0 | 0 | 0 | 0 | 0
Wisconsin | Estimated losses | 3779688 | 3266278 | 3756487 | 3749991 | 3659927 | 3757795 | 3639615 | 3427091 | 3618588 | 3713319 | 3726880 | 4239761 | 4247371 | 4219624 | 4466795 | 4512836 | 4527098 | 4700937 | 4980988 | 4937417 | 5026802 | 5100296 | 5067307 | 4985433 | 4413031 | 4530904 | 4559780 | 4424337 | 4209417 | 4254301 | 4025821 | 3918498 | 3735154
Wisconsin | Unaccounted | -126262 | 443408 | -101324 | 172655 | 443611 | 481413 | 865317 | 1070715 | 898548 | 1042755 | 1176848 | 434659 | 603286 | 597536 | 915742 | 1136374 | . | . | . | . | . | . | . | . | . | . | . | . | . | . | . | . | .
Wisconsin | Net interstate exports | 0 | 0 | 0 | 0 | 0 | 0 | 0 | 0 | 0 | 0 | 0 | 0 | 0 | 0 | 0 | 0 | 0 | 0 | 0 | 0 | 0 | 0 | 0 | 0 | 0 | 0 | 0 | 0 | 0 | 0 | 0 | 0 | 0
Wisconsin | Total disposition | 75039243 | 74776209 | 72867632 | 74950908 | 77001022 | 75115841 | 76018446 | 75164831 | 76129311 | 76010039 | 75930132 | 75502082 | 75849730 | 73303638 | 77971745 | 79504993 | 77690469 | 78395846 | 76316280 | 74868698 | 74596073 | 72179700 | 73038777 | 71455174 | 69355272 | 67354623 | 65987065 | 65251046 | 62149410 | 59891397 | 57308495 | 57159650 | 55117093
Wisconsin | Net interstate trade | -13794933 | -10499729 | -11419087 | -12176609 | -11064219 | -10008508 | -11051835 | -8804648 | -15064515 | -10047247 | -12179194 | -12212738 | -11535663 | -13344578 | -14492190 | -16114283 | -16050592 | -16571114 | -15871347 | -14745353 | -16164635 | -13416267 | -13394358 | -12513742 | -12067833 | -15062186 | -11405855 | -11327915 | -9790455 | -9652845 | -8415097 | -7802914 | -7348237
Wisconsin | Net trade index (ratio) | 0.82 | 0.86 | 0.84 | 0.84 | 0.86 | 0.87 | 0.85 | 0.88 | 0.8 | 0.87 | 0.84 | 0.84 | 0.85 | 0.82 | 0.81 | 0.8 | 0.79 | 0.79 | 0.79 | 0.8 | 0.78 | 0.81 | 0.82 | 0.82 | 0.83 | 0.78 | 0.83 | 0.83 | 0.84 | 0.84 | 0.85 | 0.86 | 0.87
Wisconsin | Facility Direct Sales are electricity sales from non utility power producers which reported electricity sales to an ultimate customer. Net Interstate Trade = Total Supply - (Total Electric Industry Sales + Direct Use + Total International Exports (if applies) + Estimated Losses). Net Trade Index is the sum of Total Supply / (Total Disposition - Net Interstate Trade). A negative Net Interstate Trade value indicates a net import of electric power. Notes: Totals may not equal sum of components because of independent rounding. Estimated Losses are reported at the utility level, and then allocated to States based on the utility`s salesto ultimate customers by State. Reported losses may include electricity unaccounted for by the utility. Direct use is commercial or industrial use of electricity that (1) is self-generated (2) is produced by either the same entity that consumes the power or an affiliate,and (3) is used in direct support of a service or industrial process located within the same facility or group of facilities that houses the generating equipment. Direct use is exclusive of station use. Beginning with publication year 2010, Total disposition has been reorganized to include Net Interstate Trade. Therefore, Total Disposition equals Total Supply. Sources: U.S. Energy Information Administration, Form EIA-923, Power Plant Operations Report and predecessor forms. U.S. Energy Information Administration,Form EIA-860, Annual Electric Generator Report. U.S. Energy Information Administration, Form EIA-861, Annual Electric Power Industry Report. Form EIA-111, Quarterly Imports and Exports Report.
Wyoming
Wyoming | megawatthours
Wyoming | Category | Year 2022 | Year 2021 | Year 2020 | Year 2019 | Year 2018 | Year 2017 | Year 2016 | Year 2015 | Year 2014 | Year 2013 | Year 2012 | Year 2011 | Year 2010 | Year 2009 | Year 2008 | Year 2007 | Year 2006 | Year 2005 | Year 2004 | Year 2003 | Year 2002 | Year 2001 | Year 2000 | Year 1999 | Year 1998 | Year 1997 | Year 1996 | Year 1995 | Year 1994 | Year 1993 | Year 1992 | Year 1991 | Year 1990
Wyoming | Supply
Wyoming | Generation
Wyoming | ..Electric utilities | 39780960 | 37198469 | 36693200 | 37606739 | 41954949 | 42119522 | 42193983 | 44787847 | 45068982 | 48089178 | 45228452 | 43195035 | 44738543 | 43182207 | 43909400 | 43144350 | 42905244 | 44031568 | 43059537 | 42261405 | 42532420 | 43764015 | 44585709 | 42951057 | 44699071 | 40765087 | 40851631 | 39683722 | 42337169 | 40154595 | 41852352 | 38667162 | 39378154
Wyoming | ..Independent power producers | 5108503 | 4821007 | 3310295 | 3200898 | 2632661 | 3202034 | 3029125 | 2693131 | 3266304 | 3119986 | 3128382 | 3228085 | 2407509 | 1917569 | 1627490 | 1465439 | 1483625 | 702248 | 1350338 | 1052443 | 575810 | 348963 | 245911 | 11150 | 2045 | 0 | 0 | 0 | 0 | 0 | 0 | 0 | 0
Wyoming | ..Combined heat and power, electric | 0 | 0 | 0 | 0 | 0 | 0 | 0 | 0 | 0 | 0 | 0 | 0 | 0 | 0 | 0 | 0 | 0 | 0 | 0 | 0 | 0 | 0 | 0 | 0 | 0 | 0 | 0 | 0 | 0 | 0 | 0 | 0 | 0
Wyoming | Electric power sector generation subtotal | 44889463 | 42019476 | 40003495 | 40807637 | 44587610 | 45321556 | 45223108 | 47480978 | 48335286 | 51209164 | 48356834 | 46423120 | 47146052 | 45099776 | 45536890 | 44609789 | 44388869 | 44733816 | 44409875 | 43313848 | 43108230 | 44112978 | 44831620 | 42962207 | 44701116 | 40765087 | 40851631 | 39683722 | 42337169 | 40154595 | 41852352 | 38667162 | 39378154
Wyoming | ..Combined heat and power, commercial | 0 | 0 | 0 | 0 | 0 | 0 | 0 | 0 | 0 | 0 | 0 | 0 | 0 | 0 | 0 | 0 | 0 | 0 | 0 | 0 | 0 | 0 | 0 | 0 | 0 | 0 | 0 | 0 | 0 | 0 | 0 | 0 | 0
Wyoming | ..Combined heat and power, industrial | 1458029 | 1441268 | 2007494 | 1338019 | 1524526 | 1420290 | 1433522 | 1485541 | 1360897 | 1273901 | 1231772 | 1215351 | 973202 | 929437 | 963558 | 1023697 | 1011501 | 833491 | 397729 | 312754 | 675609 | 663963 | 662661 | 670284 | 646180 | 644476 | 620365 | 567887 | 665116 | 616760 | 621542 | 631226 | 596811
Wyoming | Industrial and commercial generation subtotal | 1458029 | 1441268 | 2007494 | 1338019 | 1524526 | 1420290 | 1433522 | 1485541 | 1360897 | 1273901 | 1231772 | 1215351 | 973202 | 929437 | 963558 | 1023697 | 1011501 | 833491 | 397729 | 312754 | 675609 | 663963 | 662661 | 670284 | 646180 | 644476 | 620365 | 567887 | 665116 | 616760 | 621542 | 631226 | 596811
Wyoming | Total net generation | 46347492 | 43460744 | 42010989 | 42145656 | 46112136 | 46741846 | 46656630 | 48966519 | 49696183 | 52483065 | 49588606 | 47638471 | 48119254 | 46029212 | 46500448 | 45633486 | 45400370 | 45567307 | 44807604 | 43626602 | 43783839 | 44776941 | 45494281 | 43632491 | 45347296 | 41409563 | 41471996 | 40251609 | 43002285 | 40771355 | 42473894 | 39298388 | 39974965
Wyoming | Total international imports | 0 | 0 | 0 | 0 | 1437 | 521 | 338 | 3154 | 12083 | 3528 | 532 | 11016 | 7394 | 8946 | 22734 | 32295 | 27593 | 47611 | 19081 | 28651 | 21187 | 0 | 0 | 0 | 0 | 0 | 0 | 0 | 0 | 0 | 0 | 0 | 0
Wyoming | Net interstate imports | 0 | 0 | 0 | 0 | 0 | 0 | 0 | 0 | 0 | 0 | 0 | 0 | 0 | 0 | 0 | 0 | 0 | 0 | 0 | 0 | 0 | 0 | 0 | 0 | 0 | 0 | 0 | 0 | 0 | 0 | 0 | 0 | 0
Wyoming | Total supply | 46347492 | 43460744 | 42010989 | 42145656 | 46113573 | 46742367 | 46656968 | 48969673 | 49708266 | 52486593 | 49589138 | 47649487 | 48126648 | 46038158 | 46523182 | 45665781 | 45427963 | 45614918 | 44826685 | 43655253 | 43805026 | 44776941 | 45494281 | 43632491 | 45347296 | 41409563 | 41471996 | 40251609 | 43002285 | 40771355 | 42473894 | 39298388 | 39974965
Wyoming | Disposition
Wyoming | Sales to ultimate customers
Wyoming | ..Full service providers | 16499429 | 15784712 | 15331018 | 16763496 | 16864678 | 16778067 | 16554870 | 16924762 | 17134075 | 17053514 | 16971354 | 17417762 | 17113458 | 16561937 | 16690249 | 15535552 | 14946612 | 14137727 | 13539513 | 13251152 | 12874060 | 12949505 | 12367684 | 11782349 | 11640566 | 11786205 | 11475069 | 11198535 | 11696380 | 11885187 | 11699946 | 11756848 | 11768839
Wyoming | ..Energy-only providers | 0 | 0 | 0 | 0 | 0 | 0 | 0 | 0 | 0 | 0 | 0 | 0 | 0 | 0 | 0 | 0 | 0 | 0 | 0 | 0 | 0 | 0 | 0 | 0 | 0 | 0 | 0 | 0 | 0 | 0 | 0 | 0 | 0
Wyoming | ..Facility direct sales | . | . | . | . | . | . | . | . | . | . | . | . | . | . | 0 | 0 | 0 | 0 | 0 | 2684 | 0 | 0 | 0 | 0 | 0 | 0 | 0 | 0 | 0 | 0 | 0 | 0 | 0
Wyoming | Total electric industry sales | 16499429 | 15784712 | 15331018 | 16763496 | 16864678 | 16778067 | 16554870 | 16924762 | 17134075 | 17053514 | 16971354 | 17417762 | 17113458 | 16561937 | 16690249 | 15535552 | 14946612 | 14137727 | 13539513 | 13253836 | 12874060 | 12949505 | 12367684 | 11782349 | 11640566 | 11786205 | 11475069 | 11198535 | 11696380 | 11885187 | 11699946 | 11756848 | 11768839
Wyoming | Direct use | 1495201 | 1477656 | 1504219 | 1374786 | 1592698 | 1470673 | 1464213 | 1521287 | 1388386 | 1318703 | 1282643 | 1260281 | 1000189 | 970224 | 1001086 | 1033540 | 1216635 | 349697 | 662293 | 661603 | 653307 | 639408 | 662661 | 670284 | 646180 | 644476 | 620365 | 567887 | 646676 | 616760 | 617999 | 581226 | 546811
Wyoming | Total international exports | 0 | 0 | 0 | 0 | 4638 | 103 | 128 | 963 | 16624 | 5343 | 3639 | 9425 | 33049 | 45275 | 64473 | 86976 | 74760 | 145487 | 75296 | 0 | 0 | 0 | 0 | 0 | 0 | 0 | 0 | 0 | 0 | 0 | 0 | 0 | 0
Wyoming | Estimated losses | 892478 | 742615 | 853850 | 908982 | 869841 | 912700 | 864017 | 844303 | 892170 | 916109 | 919066 | 1076307 | 1057231 | 1054290 | 1063177 | 983284 | 969121 | 944905 | 992121 | 973204 | 965678 | 1012696 | 961999 | 924350 | 827734 | 888644 | 890714 | 854731 | 888531 | 951215 | 924925 | 902747 | 893500
Wyoming | Unaccounted | -29814 | 100813 | -23031 | 41851 | 105431 | 116927 | 205420 | 263783 | 221539 | 257257 | 290216 | 110343 | 150167 | 149297 | 217963 | 247600 | . | . | . | . | . | . | . | . | . | . | . | . | . | . | . | . | .
Wyoming | Net interstate exports | 27490197 | 25354948 | 24344934 | 23056542 | 26676287 | 27463897 | 27568321 | 29414576 | 30055472 | 32935668 | 30122220 | 27775369 | 28772554 | 27257135 | 27486234 | 27778830 | 28721461 | 29712054 | 29550475 | 28897916 | 29474549 | 30445094 | 31628151 | 30384413 | 32344762 | 28199216 | 28581870 | 27645823 | 29883620 | 27380203 | 29307278 | 26129796 | 26790161
Wyoming | Total disposition | 46347492 | 43460744 | 42010989 | 42145656 | 46113573 | 46742367 | 46656968 | 48969673 | 49708266 | 52486593 | 49589138 | 47649487 | 48126648 | 46038158 | 46523182 | 45665781 | 45427963 | 45614918 | 44826685 | 43655253 | 43805026 | 44776941 | 45494281 | 43632491 | 45347296 | 41409563 | 41471996 | 40251609 | 43002285 | 40771355 | 42473894 | 39298388 | 39974965
Wyoming | Net interstate trade | 27490197 | 25354948 | 24344934 | 23056542 | 26676287 | 27463897 | 27568321 | 29414576 | 30055472 | 32935668 | 30122220 | 27775369 | 28772554 | 27257135 | 27486234 | 27778830 | 28721461 | 29712054 | 29550475 | 28897916 | 29474549 | 30445094 | 31628151 | 30384413 | 32344762 | 28199216 | 28581870 | 27645823 | 29883620 | 27380203 | 29307278 | 26129796 | 26790161
Wyoming | Net trade index (ratio) | 2.46 | 2.4 | 2.38 | 2.21 | 2.37 | 2.42 | 2.44 | 2.5 | 2.53 | 2.68 | 2.55 | 2.4 | 2.49 | 2.45 | 2.44 | 2.55 | 2.72 | 2.87 | 2.93 | 2.96 | 3.06 | 3.12 | 3.28 | 3.29 | 3.49 | 3.13 | 3.22 | 3.19 | 3.28 | 3.04 | 3.23 | 2.98 | 3.03
Wyoming | Facility Direct Sales are electricity sales from non utility power producers which reported electricity sales to an ultimate customer. Net Interstate Trade = Total Supply - (Total Electric Industry Sales + Direct Use + Total International Exports (if applies) + Estimated Losses). Net Trade Index is the sum of Total Supply / (Total Disposition - Net Interstate Trade). A negative Net Interstate Trade value indicates a net import of electric power. Notes: Totals may not equal sum of components because of independent rounding. Estimated Losses are reported at the utility level, and then allocated to States based on the utility`s salesto ultimate customers by State. Reported losses may include electricity unaccounted for by the utility. Direct use is commercial or industrial use of electricity that (1) is self-generated (2) is produced by either the same entity that consumes the power or an affiliate,and (3) is used in direct support of a service or industrial process located within the same facility or group of facilities that houses the generating equipment. Direct use is exclusive of station use. Beginning with publication year 2010, Total disposition has been reorganized to include Net Interstate Trade. Therefore, Total Disposition equals Total Supply. Sources: U.S. Energy Information Administration, Form EIA-923, Power Plant Operations Report and predecessor forms. U.S. Energy Information Administration,Form EIA-860, Annual Electric Generator Report. U.S. Energy Information Administration, Form EIA-861, Annual Electric Power Industry Report. Form EIA-111, Quarterly Imports and Exports Report.

## CHP
calculate chp generation sold to the grid
Industrial and commercial generation subtotal
Direct use
|  | 2021 | 2022
| Michigan | -305789 | -424611

## calcs
MI
2021
| BAU Guaranteed Dispatch (dimensionless) | capacity | BDTPTUMCF | MCF (set to 1 if boolean doesn’t use MCF) |  | potential total capacity | generation | CF
| hard coal | 8029.1 | 1 | 1 | 1 | 70334916 | 37051610.777 | 52.68%
| natural gas steam turbine | 2040.4 | 1 | 1 | 1 | 17873904 | 1327470.571 | 7.427%
| natural gas combined cycle | 4391.8 | 1 | 1 | 1 | 38472168 | 21118907 | 54.89%
| nuclear | 4113.8 | 0 | 1 | 1 | 36036888 | 34338319 | 95.29%
| hydro | 261.6 | 1 | 1 | 1 | 2291616 | 1329005 | 57.99%
| onshore wind | 3167.8 | 0 | 0 | 1 | 27749928 | 7696887 | 27.74%
| solar PV | 352.3 | 0 | 0 | 1 | 3086148 | 423676.761 | 13.73%
| solar thermal | 0 | 0 | 0 | 1 | 0 | 0 | 0%
| biomass | 325.3 | 0 | 1 | 1 | 2849628 | 1703201.346 | 59.77%
| geothermal | 0 | 0 | 1 | 1 | 0 | 0 | 0%
| petroleum | 425.9 | 1 | 1 | 1 | 3730884 | 994737.205 | 26.66%
| natural gas peaker | 4148.8 | 1 | 1 | 1 | 36343488 | 6895717.155 | 18.97%
| lignite | 0 | 1 | 1 | 1 | 0 | 0 | 0%
| offshore wind | 0 | 0 | 0 | 1 | 0 | 0 | 0%
| crude oil | 488.8 | 1 | 1 | 1 | 4281888 | -305789 | 0%
| heavy or residual fuel oil | 0 | 1 | 1 | 1 | 0 | 0 | 0%
| municipal solid waste | 0 | 0 | 1 | 1 | 0 | 0 | 0%
| hard coal w CCS | 0 | 1 | 1 | 1 | 0 | 0 | 0%
| natural gas combined cycle w CCS | 0 | 1 | 1 | 1 | 0 | 0 | 0%
| biomass w CCS | 0 | 0 | 1 | 1 | 0 | 0 | 0%
| lignite w CCS | 0 | 1 | 1 | 1 | 0 | 0 | 0%
| small modular reactor | 0 | 0 | 1 | 1 | 0 | 0 | 0%
| hydrogen combustion turbine | 0 | 1 | 1 | 1 | 0 | 0 | 0%
| hydrogen combined cycle | 0 | 1 | 1 | 1 | 0 | 0 | 0%
2022
| BAU Guaranteed Dispatch (dimensionless) | capacity | BDTPTUMCF | MCF (set to 1 if boolean doesn’t use MCF) |  | potential total capacity | generation | CF
| hard coal | 6285.3 | 1 | 1 | 1 | 55059228 | 34476869.131 | 62.62%
| natural gas steam turbine | 2027.3 | 1 | 1 | 1 | 17759148 | 992015.663 | 5.586%
| natural gas combined cycle | 6798.5 | 1 | 1 | 1 | 59554860 | 31446149.88 | 52.8%
| nuclear | 3318 | 0 | 1 | 1 | 29065680 | 26013361 | 89.5%
| hydro | 262.2 | 1 | 1 | 1 | 2296872 | 1375899 | 59.9%
| onshore wind | 3239 | 0 | 0 | 1 | 28373640 | 9151179 | 0%
| solar PV | 706.7 | 0 | 0 | 1 | 6190692 | 859379 | 0%
| solar thermal | 0 | 0 | 0 | 1 | 0 | 0 | 0%
| biomass | 314.6 | 0 | 1 | 1 | 2755896 | 1596301.629 | 57.92%
| geothermal | 0 | 0 | 1 | 1 | 0 | 0 | 0%
| petroleum | 425.9 | 1 | 1 | 1 | 3730884 | 1400736.626 | 37.54%
| natural gas peaker | 4196.4 | 1 | 1 | 1 | 36760464 | 7530739.486 | 20.49%
| lignite | 0 | 1 | 1 | 1 | 0 | 0 | 0%
| offshore wind | 0 | 0 | 0 | 1 | 0 | 0 | 0%
| crude oil | 527.2 | 1 | 1 | 1 | 4618272 | -424611 | 0%
| heavy or residual fuel oil | 0 | 1 | 1 | 1 | 0 | 0 | 0%
| municipal solid waste | 0 | 0 | 1 | 1 | 0 | 0 | 0%
| hard coal w CCS | 0 | 1 | 1 | 1 | 0 | 0 | 0%
| natural gas combined cycle w CCS | 0 | 1 | 1 | 1 | 0 | 0 | 0%
| biomass w CCS | 0 | 0 | 1 | 1 | 0 | 0 | 0%
| lignite w CCS | 0 | 1 | 1 | 1 | 0 | 0 | 0%
| small modular reactor | 0 | 0 | 1 | 1 | 0 | 0 | 0%
| hydrogen combustion turbine | 0 | 1 | 1 | 1 | 0 | 0 | 0%
| hydrogen combined cycle | 0 | 1 | 1 | 1 | 0 | 0 | 0%
2023
| BAU Guaranteed Dispatch (dimensionless) | capacity | BDTPTUMCF | MCF (set to 1 if boolean doesn’t use MCF) |  | potential total capacity | generation | CF
| hard coal | 6285.3 | 1 | 1 | 1 | 55059228 | 23554067.064 | 42.78%
| natural gas steam turbine | 2027.3 | 1 | 1 | 1 | 17759148 | 1268626.097 | 7.144%
| natural gas combined cycle | 6798.5 | 1 | 1 | 1 | 59554860 | 42265921.503 | 70.97%
| nuclear | 3318 | 0 | 1 | 1 | 29065680 | 27996108 | 96.32%
| hydro | 262.2 | 1 | 1 | 1 | 2296872 | 1065713.184 | 46.4%
| onshore wind | 3239 | 0 | 0 | 1 | 28373640 | 8447190.41 | 0%
| solar PV | 706.7 | 0 | 0 | 1 | 6190692 | 1310229.978 | 0%
| solar thermal | 0 | 0 | 0 | 1 | 0 | 0 | 0%
| biomass | 314.6 | 0 | 1 | 1 | 2755896 | 1473063.9 | 53.45%
| geothermal | 0 | 0 | 1 | 1 | 0 | 0 | 0%
| petroleum | 425.9 | 1 | 1 | 1 | 3730884 | 1196224.812 | 32.06%
| natural gas peaker | 4196.4 | 1 | 1 | 1 | 36760464 | 11301340.22 | 30.74%
| lignite | 0 | 1 | 1 | 1 | 0 | 0 | 0%
| offshore wind | 0 | 0 | 0 | 1 | 0 | 0 | 0%
| crude oil | 527.2 | 1 | 1 | 1 | 4618272 | 0 | 0%
| heavy or residual fuel oil | 0 | 1 | 1 | 1 | 0 | 0 | 0%
| municipal solid waste | 0 | 0 | 1 | 1 | 0 | 0 | 0%
| hard coal w CCS | 0 | 1 | 1 | 1 | 0 | 0 | 0%
| natural gas combined cycle w CCS | 0 | 1 | 1 | 1 | 0 | 0 | 0%
| biomass w CCS | 0 | 0 | 1 | 1 | 0 | 0 | 0%
| lignite w CCS | 0 | 1 | 1 | 1 | 0 | 0 | 0%
| small modular reactor | 0 | 0 | 1 | 1 | 0 | 0 | 0%
| hydrogen combustion turbine | 0 | 1 | 1 | 1 | 0 | 0 | 0%
| hydrogen combined cycle | 0 | 1 | 1 | 1 | 0 | 0 | 0%

## hydro calibration
CUSTOMIZE THESE STATES
Alabama | AL
Alaska | AK | ID | Idaho | 0.24
Arizona | AZ | KS | Kansas | 0.45
Arkansas | AR | MO | Missouri | 0.22
California | CA | MT | Montana | 0.35
Colorado | CO | NC | North Carolina | 0.32
Connecticut | CT | NE | Nebraska | 0.39
Delaware | DE | NH | New Hampshire | 0.15
Florida | FL | NJ | New Jersey | 0.16
Georgia | GA | OK | Oklahoma | 0.32
Hawaii | HI | TX | Texas | 0.09
Idaho | ID | VT | Vermont | 0.15
Illinois | IL
Indiana | IN
Iowa | IA
Kansas | KS
Kentucky | KY
Louisiana | LA
Maine | ME
Maryland | MD
Massachusetts | MA
Michigan | MI
Minnesota | MN
Mississippi | MS
Missouri | MO
Montana | MT
Nebraska | NE
Nevada | NV
New Hampshire | NH
New Jersey | NJ
New Mexico | NM
New York | NY
North Carolina | NC
North Dakota | ND
Ohio | OH
Oklahoma | OK
Oregon | OR
Pennsylvania | PA
Rhode Island | RI
South Carolina | SC
South Dakota | SD
Tennessee | TN
Texas | TX
Utah | UT
Vermont | VT
Virginia | VA
Washington | WA
West Virginia | WV
Wisconsin | WI
Wyoming | WY

## BGDPbES
BAU Guaranteed Dispatch (dimensionless) | 2020 | 2021 | 2022 | 2023 | 2024 | 2025 | 2026 | 2027 | 2028 | 2029 | 2030 | 2031 | 2032 | 2033 | 2034 | 2035 | 2036 | 2037 | 2038 | 2039 | 2040 | 2041 | 2042 | 2043 | 2044 | 2045 | 2046 | 2047 | 2048 | 2049 | 2050
hard coal | 0 | 0 | 0 | 0 | 0 | 0 | 0 | 0 | 0 | 0 | 0 | 0 | 0 | 0 | 0 | 0 | 0 | 0 | 0 | 0 | 0 | 0 | 0 | 0 | 0 | 0 | 0 | 0 | 0 | 0 | 0
natural gas steam turbine | 0.055701 | 0.055701 | 0.041895 | 0.053576 | 0 | 0 | 0 | 0 | 0 | 0 | 0 | 0 | 0 | 0 | 0 | 0 | 0 | 0 | 0 | 0 | 0 | 0 | 0 | 0 | 0 | 0 | 0 | 0 | 0 | 0 | 0
natural gas combined cycle | 0.4117 | 0.4117 | 0.39601 | 0.53227 | 0 | 0 | 0 | 0 | 0 | 0 | 0 | 0 | 0 | 0 | 0 | 0 | 0 | 0 | 0 | 0 | 0 | 0 | 0 | 0 | 0 | 0 | 0 | 0 | 0 | 0 | 0
nuclear | 1 | 1 | 1 | 1 | 1 | 1 | 1 | 1 | 1 | 1 | 1 | 1 | 1 | 1 | 1 | 1 | 1 | 1 | 1 | 1 | 1 | 1 | 1 | 1 | 1 | 1 | 1 | 1 | 1 | 1 | 1
hydro | 0.57994 | 0.57994 | 0.59903 | 0.59903 | 0.59903 | 0.59903 | 0.59903 | 0.59903 | 0.59903 | 0.59903 | 0.59903 | 0.59903 | 0.59903 | 0.59903 | 0.59903 | 0.59903 | 0.59903 | 0.59903 | 0.59903 | 0.59903 | 0.59903 | 0.59903 | 0.59903 | 0.59903 | 0.59903 | 0.59903 | 0.59903 | 0.59903 | 0.59903 | 0.59903 | 0.59903
onshore wind | 1 | 1 | 1 | 1 | 1 | 1 | 1 | 1 | 1 | 1 | 1 | 1 | 1 | 1 | 1 | 1 | 1 | 1 | 1 | 1 | 1 | 1 | 1 | 1 | 1 | 1 | 1 | 1 | 1 | 1 | 1
solar PV | 1 | 1 | 1 | 1 | 1 | 1 | 1 | 1 | 1 | 1 | 1 | 1 | 1 | 1 | 1 | 1 | 1 | 1 | 1 | 1 | 1 | 1 | 1 | 1 | 1 | 1 | 1 | 1 | 1 | 1 | 1
solar thermal | 0 | 0 | 0 | 0 | 0 | 0 | 0 | 0 | 0 | 0 | 0 | 0 | 0 | 0 | 0 | 0 | 0 | 0 | 0 | 0 | 0 | 0 | 0 | 0 | 0 | 0 | 0 | 0 | 0 | 0 | 0
biomass | 1 | 1 | 1 | 1 | 1 | 1 | 1 | 1 | 1 | 1 | 1 | 1 | 1 | 1 | 1 | 1 | 1 | 1 | 1 | 1 | 1 | 1 | 1 | 1 | 1 | 1 | 1 | 1 | 1 | 1 | 1
geothermal | 1 | 1 | 1 | 1 | 1 | 1 | 1 | 1 | 1 | 1 | 1 | 1 | 1 | 1 | 1 | 1 | 1 | 1 | 1 | 1 | 1 | 1 | 1 | 1 | 1 | 1 | 1 | 1 | 1 | 1 | 1
petroleum | 0.26662 | 0.26662 | 0.37544 | 0.37544 | 0.37544 | 0.37544 | 0.37544 | 0.37544 | 0.37544 | 0.37544 | 0.37544 | 0.37544 | 0.37544 | 0.37544 | 0.37544 | 0.37544 | 0.37544 | 0.37544 | 0.37544 | 0.37544 | 0.37544 | 0.37544 | 0.37544 | 0.37544 | 0.37544 | 0.37544 | 0.37544 | 0.37544 | 0.37544 | 0.37544 | 0.37544
natural gas peaker | 0 | 0 | 0 | 0 | 0 | 0 | 0 | 0 | 0 | 0 | 0 | 0 | 0 | 0 | 0 | 0 | 0 | 0 | 0 | 0 | 0 | 0 | 0 | 0 | 0 | 0 | 0 | 0 | 0 | 0 | 0
lignite | 0 | 0 | 0 | 0 | 0 | 0 | 0 | 0 | 0 | 0 | 0 | 0 | 0 | 0 | 0 | 0 | 0 | 0 | 0 | 0 | 0 | 0 | 0 | 0 | 0 | 0 | 0 | 0 | 0 | 0 | 0
offshore wind | 1 | 1 | 1 | 1 | 1 | 1 | 1 | 1 | 1 | 1 | 1 | 1 | 1 | 1 | 1 | 1 | 1 | 1 | 1 | 1 | 1 | 1 | 1 | 1 | 1 | 1 | 1 | 1 | 1 | 1 | 1
crude oil | 1 | 1 | 1 | 1 | 1 | 1 | 1 | 1 | 1 | 1 | 1 | 1 | 1 | 1 | 1 | 1 | 1 | 1 | 1 | 1 | 1 | 1 | 1 | 1 | 1 | 1 | 1 | 1 | 1 | 1 | 1
heavy or residual fuel oil | 0 | 0 | 0 | 0 | 0 | 0 | 0 | 0 | 0 | 0 | 0 | 0 | 0 | 0 | 0 | 0 | 0 | 0 | 0 | 0 | 0 | 0 | 0 | 0 | 0 | 0 | 0 | 0 | 0 | 0 | 0
municipal solid waste | 0 | 0 | 0 | 0 | 0 | 0 | 0 | 0 | 0 | 0 | 0 | 0 | 0 | 0 | 0 | 0 | 0 | 0 | 0 | 0 | 0 | 0 | 0 | 0 | 0 | 0 | 0 | 0 | 0 | 0 | 0
hard coal w CCS | 1 | 1 | 1 | 1 | 1 | 1 | 1 | 1 | 1 | 1 | 1 | 1 | 1 | 1 | 1 | 1 | 1 | 1 | 1 | 1 | 1 | 1 | 1 | 1 | 1 | 1 | 1 | 1 | 1 | 1 | 1
natural gas combined cycle w CCS | 1 | 1 | 1 | 1 | 1 | 1 | 1 | 1 | 1 | 1 | 1 | 1 | 1 | 1 | 1 | 1 | 1 | 1 | 1 | 1 | 1 | 1 | 1 | 1 | 1 | 1 | 1 | 1 | 1 | 1 | 1
biomass w CCS | 1 | 1 | 1 | 1 | 1 | 1 | 1 | 1 | 1 | 1 | 1 | 1 | 1 | 1 | 1 | 1 | 1 | 1 | 1 | 1 | 1 | 1 | 1 | 1 | 1 | 1 | 1 | 1 | 1 | 1 | 1
lignite w CCS | 1 | 1 | 1 | 1 | 1 | 1 | 1 | 1 | 1 | 1 | 1 | 1 | 1 | 1 | 1 | 1 | 1 | 1 | 1 | 1 | 1 | 1 | 1 | 1 | 1 | 1 | 1 | 1 | 1 | 1 | 1
small modular reactor | 0 | 0 | 0 | 0 | 0 | 0 | 0 | 0 | 0 | 0 | 0 | 0 | 0 | 0 | 0 | 0 | 0 | 0 | 0 | 0 | 0 | 0 | 0 | 0 | 0 | 0 | 0 | 0 | 0 | 0 | 0
hydrogen combustion turbine | 0 | 0 | 0 | 0 | 0 | 0 | 0 | 0 | 0 | 0 | 0 | 0 | 0 | 0 | 0 | 0 | 0 | 0 | 0 | 0 | 0 | 0 | 0 | 0 | 0 | 0 | 0 | 0 | 0 | 0 | 0
hydrogen combined cycle | 0 | 0 | 0 | 0 | 0 | 0 | 0 | 0 | 0 | 0 | 0 | 0 | 0 | 0 | 0 | 0 | 0 | 0 | 0 | 0 | 0 | 0 | 0 | 0 | 0 | 0 | 0 | 0 | 0 | 0 | 0